## July 2023 Price List
Uponor reserves the right to increase quantities to the next package allowable.
2023 New Products | Category | Part Number | Part Description | 07.01.23 List Price | Pkg. Qty. | UPC
| FTGS & ACCS | 1007355 | H-Insulation Kit, 5.5", 6.9", 7.9" | 2150 | 1 | 673372211468
| FTGS & ACCS | 1007357 | Reducer Bushing 5.5" to 2.7" | 90.1 | 1 | 673372211475
| FTGS & ACCS | 1007358 | Compression Wall Seal for 2.7" Jacket | 505 | 1 | 673372236362
| FTGS & ACCS | 1007360 | Compression Wall Seal for 5.5" Jacket | 595 | 1 | 673372236379
| FTGS & ACCS | 1007361 | Compression Wall Seal for 6.9" Jacket | 715 | 1 | 673372236386
| FTGS & ACCS | 1007362 | Compression Wall Seal for 7.9" Jacket | 760 | 1 | 673372236393
| FTGS & ACCS | 1018245 | Twin End Cap, 1", 1¼", 1½" PEX Pipe with 5.5" Jacket (25mm, 32mm and 40mm) | 140 | 1 | 673372455473
| FTGS & ACCS | 1018266 | Wall Sleeve with Heat Shrink for 2.7" Jacket | 160 | 1 | 673372236287
| FTGS & ACCS | 1018268 | Wall Sleeve with Heat Shrink for 6.9" and 7.9" Jackets | 396 | 1 | 673372236317
| FTGS & ACCS | 1018269 | Wall Sleeve with Heat Shrink for 5.5" Jacket | 354 | 1 | 673372236294
| FTGS & ACCS | 1018378 | Uponor Shrinkable Tape 9" x 9' roll | 239 | 1 | 673372236409
| FTGS & ACCS | 1018379 | Vault Shrink Sleeve for 5.5" Jacket | 135 | 1 | 673372236416
| FTGS & ACCS | 1018381 | Vault Shrink Sleeve for 7.9" Jacket | 160 | 1 | 673372236430
| FTGS & ACCS | 1021990 | Tee Insulation Kit, 5.5", 6.9", 7.9" | 1390 | 1 | 673372211482
| FTGS & ACCS | 1021991 | Elbow Insulation Kit, 5.5", 6.9", 7.9" | 1210 | 1 | 673372211499
| FTGS & ACCS | 1021992 | Straight Insulation Kit, 5.5", 6.9", 7.9" | 1180 | 1 | 673372211505
| INS HTG PIPE | 5012710 | 1" Thermal Single with 2.7" Jacket, 1,000-ft. coil | 12.331 | 1 | 673372341875
| INS HTG PIPE | 5012775 | ¾" Thermal Single with 2.7" Jacket, 1,000-ft. coil | 10.9725 | 1 | 673372312875
| INS HTG PIPE | 5015510 | 1" Thermal Single with 5.5" Jacket, 600-ft. coil | 37.7245 | 1 | 673372215282
| INS HTG PIPE | 5015513 | 1¼" Thermal Single with 5.5" Jacket, 500-ft. coil | 43.7855 | 1 | 673372215268
| INS HTG PIPE | 5016915 | 1½" Thermal Single with 6.9" Jacket, 300-ft. coil | 59.147 | 1 | 673372215275
| INS HTG PIPE | 5016920 | 2" Thermal Single with 6.9" Jacket, 300-ft. coil | 67.6115 | 1 | 673372229708
| INS HTG PIPE | 5016925 | 2½" Thermal Single with 6.9" Jacket, 300-ft. coil | 76.8075 | 1 | 673372236867
| INS HTG PIPE | 5017930 | 3" Thermal Single with 7.9" Jacket, 300-ft. coil | 99.5885 | 1 | 673372241878
| INS HTG PIPE | 5017940 | 4" Thermal Single with 7.9" Jacket, 300-ft. coil | 127.49 | 1 | 673372247887
| INS HTG PIPE | 5025513 | 1¼" Thermal Twin Jr. with 5.5" Jacket, 600-ft. coil | 29.26 | 1 | 673372468473
| INS HTG PIPE | 5026910 | 1" Thermal Twin with 6.9" Jacket, 600-ft. coil | 52.5635 | 1 | 673372215305
| INS HTG PIPE | 5026913 | 1¼" Thermal Twin with 6.9" Jacket, 500-ft. coil | 57.684 | 1 | 673372215312
| INS HTG PIPE | 5026915 | 1½" Thermal Twin with 6.9" Jacket, 300-ft. coil | 73.6725 | 1 | 673372215299
| INS HTG PIPE | 5027920 | 2" Thermal Twin with 7.9" Jacket, 300-ft. coil | 106.59 | 1 | 673372229562
| INS HTG PIPE | 5027925 | 2½" Thermal Twin with 7.9" Jacket, 300-ft. coil | 134.805 | 1 | 673372243278
| INS PLBG PIPE | 5212710 | 1" Potable PEX with 2.7" Jacket, 1,000-ft. coil | 12.331 | 1 | 673372291699
| INS PLBG PIPE | 5212775 | ¾" Potable PEX with 2.7" Jacket, 1,000-ft. coil | 10.9725 | 1 | 673372291279
| INS PLBG PIPE | 5215510 | 1" Potable PEX with 5.5" Jacket, 600-ft. coil | 37.7245 | 1 | 673372242073
| INS PLBG PIPE | 5215513 | 1¼" Potable PEX with 5.5" Jacket, 500-ft. coil | 43.7855 | 1 | 673372242271
| INS PLBG PIPE | 5216915 | 1½" Potable PEX with 6.9" Jacket, 300-ft. coil | 59.0425 | 1 | 673372242479
| INS PLBG PIPE | 5216920 | 2" Potable PEX with 6.9" Jacket, 300-ft. coil | 65.7305 | 1 | 673372242486
| INS PLBG PIPE | 5217930 | 3" Potable PEX with 7.9" Jacket, 300-ft. coil | 99.5885 | 1 | 673372250092
| INS HTG PIPE | 5226910 | 1" Potable PEX Twin with 6.9" Jacket, 600-ft. coil | 52.5635 | 1 | 673372268271
| INS HTG PIPE | 5226913 | 1¼" Potable PEX Twin with 6.9" Jacket, 500-ft. coil | 57.684 | 1 | 673372268288
| INS HTG PIPE | 5226915 | 1½" Potable PEX Twin with 6.9" Jacket, 300-ft. coil | 73.6725 | 1 | 673372268295
| INS HTG PIPE | 5227920 | 2" Potable PEX Twin with 7.9" Jacket, 300-ft. coil | 105.545 | 1 | 673372268301
| FTGS & ACCS | 5550040 | WIPEX Fitting 4" x 4" NPT | 342 | 1 | 673372229548
| TOOLS | 5550103 | WIPEX Sleeve Pliers 3½" - 4" | 242.05 | 1 | 673372232678
| FTGS & ACCS | 5852710 | End Cap, ¾" and 1" Pipe with 2.7" Jacket | 67.9 | 1 | 673372229586
| FTGS & ACCS | 5855513 | End Cap, 1" and 1¼" PEX Pipe with 5.5" Jacket | 144 | 1 | 673372224673
| FTGS & ACCS | 5855520 | End Cap, 1¼", 1½" and 2" HDPE Pipe with 5.5" Jacket | 155 | 1 | 673372225878
| FTGS & ACCS | 5856930 | End Cap, 1½", 2", 2½" PEX and 3" HDPE Pipe with 6.9" Jacket | 171 | 1 | 673372224680
| FTGS & ACCS | 5857940 | End Cap 3", 3½", 4" PEX and 4" HDPE pipe, 7.9" Jacket | 193 | 1 | 673372229593
| FTGS & ACCS | 5956915 | Twin End Cap, 1", 1¼" and 1½" PEX Pipe with 6.9" Jacket | 196 | 1 | 673372224666
| FTGS & ACCS | 5957925 | Twin End Cap, 2" and 2½" PEX Pipe with 7.9" Jacket | 226 | 1 | 673372229609
| FTGS & ACCS | 5992000 | Heat-trace Power Terminal Block | 472 | 1 | 673372307871
| FTGS & ACCS | 5993000 | Heat-trace End Seal, SF-E | 63 | 1 | 673372307673
| FTGS & ACCS | 5994000 | Heat-trace Tee Splice, SF-T | 478 | 1 | 673372462273
| INS PLBG PIPE | 54555513 | 1¼" Potable PEX Plus with 5.5" Jacket, 5 W/ft. 240VAC | 61.3415 | 1 | 673372643078
| PEX A | A1140313 | 5/16" Wirsbo hePEX, 100-ft. coil | 154.02 | 1 | 673372238687
| PEX A | A1140375 | ⅜" Wirsbo hePEX, 100-ft. coil | 166.26 | 1 | 673372238670
| PEX A | A1140500 | ½" Wirsbo hePEX, 100-ft. coil | 154.02 | 1 | 673372238694
| PEX A | A1140625 | ⅝" Wirsbo hePEX, 100-ft. coil | 206.04 | 1 | 673372238861
| PEX A | A1140750 | ¾" Wirsbo hePEX, 100-ft. coil | 253.98 | 1 | 673372238878
| PEX A | A1141000 | 1" Wirsbo hePEX, 100-ft. coil | 427.38 | 1 | 673372238885
| PEX A | A1141250 | 1¼" Wirsbo hePEX, 100-ft. coil | 765 | 1 | 673372203067
| PEX A | A1141500 | 1½" Wirsbo hePEX, 100-ft. coil | 1014.9 | 1 | 673372208277
| PEX A | A1142000 | 2" Wirsbo hePEX, 100-ft. coil | 1591.2 | 1 | 673372208062
| PEX A | A1180313 | 5/16" Wirsbo hePEX, 250-ft. coil | 382.5 | 1 | 673372122535
| PEX A | A1210375 | ⅜" Wirsbo hePEX, 400-ft. coil | 673.2 | 1 | 673372123013
| PEX A | A1210625 | ⅝" Wirsbo hePEX, 400-ft. coil | 826.2 | 1 | 673372279079
| PEX A | A1220313 | 5/16" Wirsbo hePEX, 1,000-ft. coil | 1540.2 | 1 | 673372123020
| PEX A | A1220375 | ⅜" Wirsbo hePEX, 1,000-ft. coil | 1662.6 | 1 | 673372123037
| PEX A | A1220500 | ½" Wirsbo hePEX, 1,000-ft. coil | 1540.2 | 1 | 673372123044
| PEX A | A1220625 | ⅝" Wirsbo hePEX, 1,000-ft. coil | 2060.4 | 1 | 673372123051
| PEX A | A1220750 | ¾" Wirsbo hePEX, 1,000-ft. coil | 2539.8 | 1 | 673372132251
| PEX A | A1240750 | ¾" Wirsbo hePEX, 500-ft. coil | 1275 | 1 | 673372123068
| PEX A | A1241000 | 1" Wirsbo hePEX, 500-ft. coil | 2142 | 1 | 673372123075
| PEX A | A1250500 | ½" Wirsbo hePEX, 300-ft. coil | 459 | 1 | 673372123082
| PEX A | A1250625 | ⅝" Wirsbo hePEX, 300-ft. coil | 622.2 | 1 | 673372123099
| PEX A | A1250750 | ¾" Wirsbo hePEX, 300-ft. coil | 765 | 1 | 673372123105
| PEX A | A1251000 | 1" Wirsbo hePEX, 300-ft. coil | 1295.4 | 1 | 673372123112
| PEX A | A1251250 | 1¼" Wirsbo hePEX, 300-ft. coil | 2295 | 1 | 673372203074
| PEX A | A1251500 | 1½" Wirsbo hePEX, 300-ft. coil | 3029.4 | 1 | 673372208260
| PEX A | A1252000 | 2" Wirsbo hePEX, 300-ft. coil | 4732.8 | 1 | 673372207461
| PEX A | A1260500 | ½" Wirsbo hePEX, 500-ft. coil | 770.1 | 1 | 673372123129
| PEX A | A1921000 | 1" Wirsbo hePEX, 20-ft. straight length, 200 ft. (10 per bundle) | 948.6 | 1 | 673372256285
| PEX A | A1921250 | 1¼" Wirsbo hePEX, 20-ft. straight length, 100 ft. (5 per bundle) | 790.5 | 1 | 673372203081
| PEX A | A1921500 | 1½" Wirsbo hePEX, 20-ft. straight length, 100 ft. (5 per bundle) | 1050.6 | 1 | 673372208284
| PEX A | A1922000 | 2" Wirsbo hePEX, 20-ft. straight length, 100 ft. (5 per bundle) | 1642.2 | 1 | 673372207867
| PEX A | A1922500 | 2½" Wirsbo hePEX 20-ft. straight length, 60 ft.(3 per bundle) | 1295.4 | 1 | 673372504478
| PEX A | A1923000 | 3" Wirsbo hePEX 20-ft. straight length, 40 ft.(2 per bundle) | 1173 | 1 | 673372504485
| PEX A | A1930500 | ½" Wirsbo hePEX, 20-ft. straight length, 500 ft. (25 per bundle) | 846.6 | 1 | 673372256292
| PEX A | A1930625 | ⅝" Wirsbo hePEX, 20-ft. straight length, 300 ft. (15 per bundle) | 683.4 | 1 | 673372256476
| PEX A | A1930750 | ¾" Wirsbo hePEX, 20-ft. straight length, 300 ft. (15 per bundle) | 841.5 | 1 | 673372256278
| FITTINGS METAL | A2080020 | Brass Manifold Loop End Cap, R20 | 14.1597 | 10 | 30673372118898
| FITTINGS METAL | A2080032 | Basic End Cap, R32 | 28.7375 | 10 | 30673372118904
| FITTINGS METAL | A2123210 | Threaded Brass Manifold Bushing, R32 Male x 1" Female NPT | 25.0277 | 10 | 30673372118911
| FITTINGS METAL | A2133275 | Threaded Brass Manifold Bushing, R32 Male x ¾" Female NPT | 30.932 | 10 | 30673372128651
| MANIFOLDS METAL | A2400020 | Brass Manifold Loop End Cap Gasket, spare part | 4.34 | 10 | 30673372118935
| MANIFOLDS METAL | A2400032 | Basic End Cap Gasket, spare part, R32 | 4.7 | 10 | 30673372118942
| FITTINGS METAL | A2402000 | 2" Copper End Cap Spun End with drain and vent connections | 220.495 | 1 | 673372135603
| MOUNTING PARTS | A2603524 | Manifold Wall Cabinet, 35.5" H x 24" W x 3.5" D | 444 | 1 | 673372144988
| MOUNTING PARTS | A2603530 | Manifold Wall Cabinet, 35.5" H x 30.5" W x 3.5" D | 494 | 1 | 673372145008
| MOUNTING PARTS | A2603539 | Manifold Wall Cabinet, 35.5" H x 39" W x 3.5" D | 540 | 1 | 673372144995
| FITTINGS METAL | A2610020 | TruFLOW Manifold Loop Temperature Gauge | 51.8 | 10 | 30673372134195
| FITTINGS METAL | A2620090 | TruFLOW Classic Manifold Elbow Union, R32 Union x 1¼" BSP | 32.604 | 10 | 30673372142237
| FITTINGS METAL | A2621010 | TruFLOW Manifold Coupling Nipple, 1¼" BSP x 1¼" BSP | 26.2295 | 10 | 30673372134133
| FITTINGS METAL | A2631250 | Manifold Supply and Return Ball Valves with Filter and Temperature Gauge, set of 2 | 345.895 | 1 | 673372134224
| FITTINGS METAL | A2631251 | Manifold Supply and Return Ball Valves with Temperature Gauges, set of 2 | 268.565 | 1 | 673372308670
| FITTINGS METAL | A2631252 | Manifold Supply and Return Ball Valves, set of 2 | 138 | 1 | 673372308878
| FITTINGS METAL | A2640015 | TruFLOW Visual Flow Meter, 0.15 to 0.8 gpm | 49.115 | 10 | 30673372182189
| FITTINGS METAL | A2640027 | TruFLOW Visual Flow Meter, 0.25 to 2.0 gpm | 49.115 | 10 | 30673372182196
| MANIFOLDS PLASTIC | A2670001 | EP Heating Manifold Single Section with Isolation Valve | 43.962 | 1 | 673372223461
| MANIFOLDS PLASTIC | A2670003 | EP Heating Manifold Single Section with Balancing Valve and Flow Meter | 61.098 | 1 | 673372223669
| FITTINGS PLASTIC | A2670090 | EP Heating Manifold Elbow, set of 2 | 49.47 | 1 | 673372223720
| MANIFOLDS PLASTIC | A2670201 | EP Heating Manifold Assembly with Flow Meter, 2-loop | 395.76 | 1 | 673372223744
| MANIFOLDS PLASTIC | A2670301 | EP Heating Manifold Assembly with Flow Meter, 3-loop | 457.98 | 1 | 673372223751
| MANIFOLDS PLASTIC | A2670401 | EP Heating Manifold Assembly with Flow Meter, 4-loop | 545.7 | 1 | 673372223768
| MANIFOLDS PLASTIC | A2670501 | EP Heating Manifold Assembly with Flow Meter, 5-loop | 632.4 | 1 | 673372223775
| MANIFOLDS PLASTIC | A2670601 | EP Heating Manifold Assembly with Flow Meter, 6-loop | 708.9 | 1 | 673372223782
| MANIFOLDS PLASTIC | A2670701 | EP Heating Manifold Assembly with Flow Meter, 7-loop | 765 | 1 | 673372223799
| MANIFOLDS PLASTIC | A2670801 | EP Heating Manifold Assembly with Flow Meter, 8-loop | 877.2 | 1 | 673372223805
| MANIFOLDS PLASTIC | A2671300 | EP Heating Manifold Actuator Adapter | 7.905 | 10 | 30673372227064
| MANIFOLDS METAL | A2700202 | Stainless-steel Manifold Assembly, 1" with flow meter, B&I, ball valve, 2 loops | 461 | 1 | 673372404679
| MANIFOLDS METAL | A2700302 | Stainless-steel Manifold Assembly, 1" with flow meter, B&I, ball valve, 3 loops | 540 | 1 | 673372404686
| MANIFOLDS METAL | A2700402 | Stainless-steel Manifold Assembly, 1" with flow meter, B&I, ball valve, 4 loops | 645 | 1 | 673372404693
| MANIFOLDS METAL | A2700502 | Stainless-steel Manifold Assembly, 1" with flow meter, B&I, ball valve, 5 loops | 735 | 1 | 673372404709
| MANIFOLDS METAL | A2700602 | Stainless-steel Manifold Assembly, 1" with flow meter, B&I, ball valve, 6 loops | 835 | 1 | 673372404716
| MANIFOLDS METAL | A2700702 | Stainless-steel Manifold Assembly, 1" with flow meter, B&I, ball valve, 7 loops | 900 | 1 | 673372404723
| MANIFOLDS METAL | A2700802 | Stainless-steel Manifold Assembly, 1" with flow meter, B&I, ball valve, 8 loops | 1030 | 1 | 673372404730
| MANIFOLDS METAL | A2701002 | Stainless-steel Manifold Assembly, 1" with flow meter, B&I, ball valve, 10 loops | 1290 | 1 | 673372404747
| MANIFOLDS METAL | A2701202 | Stainless-steel Manifold Assembly, 1" with flow meter, B&I, ball valve, 12 loops | 1510 | 1 | 673372404754
| MANIFOLDS METAL | A2720202 | Stainless-steel Manifold Assembly, 1¼" with flow meter, B&I, ball valve, 2 loops | 520 | 1 | 673372404761
| MANIFOLDS METAL | A2720302 | Stainless-steel Manifold Assembly, 1¼" with flow meter, B&I, ball valve, 3 loops | 655 | 1 | 673372404778
| MANIFOLDS METAL | A2720402 | Stainless-steel Manifold Assembly, 1¼" with flow meter, B&I, ball valve, 4 loops | 785 | 1 | 673372404877
| MANIFOLDS METAL | A2720502 | Stainless-steel Manifold Assembly, 1¼" with flow meter, B&I, ball valve, 5 loops | 935 | 1 | 673372404884
| MANIFOLDS METAL | A2720602 | Stainless-steel Manifold Assembly, 1¼" with flow meter, B&I, ball valve, 6 loops | 1070 | 1 | 673372404891
| MANIFOLDS METAL | A2720702 | Stainless-steel Manifold Assembly, 1¼" with flow meter, B&I, ball valve, 7 loops | 1190 | 1 | 673372404907
| MANIFOLDS METAL | A2720802 | Stainless-steel Manifold Assembly, 1¼" with flow meter, B&I, ball valve, 8 loops | 1380 | 1 | 673372404914
| MANIFOLDS METAL | A2721002 | Stainless-steel Manifold Assembly, 1¼" with flow meter, B&I, ball valve, 10 loops | 1690 | 1 | 673372404921
| MANIFOLDS METAL | A2721202 | Stainless-steel Manifold Assembly, 1¼" with flow meter, B&I, ball valve, 12 loops | 1940 | 1 | 673372404938
New | MANIFOLDS METAL | A2740302 | Commercial Stainless-steel Manifold Assembly, 1 ½" with Flow Meter & Ball Valve, 3 loops | 1910.01 | 1 | 673372756488
New | MANIFOLDS METAL | A2740402 | Commercial Stainless-steel Manifold Assembly, 1 ½" with Flow Meter & Ball Valve, 4 loops | 2088.01 | 1 | 673372756495
New | MANIFOLDS METAL | A2740502 | Commercial Stainless-steel Manifold Assembly, 1 ½" with Flow Meter & Ball Valve, 5 loops | 2322 | 1 | 673372756501
New | MANIFOLDS METAL | A2740602 | Commercial Stainless-steel Manifold Assembly, 1 ½" with Flow Meter & Ball Valve, 6 loops | 2510.01 | 1 | 673372756518
New | MANIFOLDS METAL | A2740702 | Commercial Stainless-steel Manifold Assembly, 1 ½" with Flow Meter & Ball Valve, 7 loops | 2789.01 | 1 | 673372756525
New | MANIFOLDS METAL | A2740802 | Commercial Stainless-steel Manifold Assembly, 1 ½" with Flow Meter & Ball Valve, 8 loops | 3001 | 1 | 673372756532
New | MANIFOLDS METAL | A2741002 | Commercial Stainless-steel Manifold Assembly, 1 ½" with Flow Meter & Ball Valve, 10 loops | 3266.01 | 1 | 673372756549
New | MANIFOLDS METAL | A2741202 | Commercial Stainless-steel Manifold Assembly, 1 ½" with Flow Meter & Ball Valve, 12 loops | 3702 | 1 | 673372756556
| FITTINGS METAL | A2771035 | O-ring for Stainless-steel Manifold Isolation Valve Body | 12.75 | 10 | 30673372405127
| OTHER COMPONENTS | A2771050 | Stainless-steel Manifold Temperature Gauge, set of 2 | 44.3 | 1 | 673372405140
| OTHER COMPONENTS | A2771060 | Spacer Ring VA10 for Thermal Actuators | 2.34 | 5 | 30673372405271
| FITTINGS METAL | A2771251 | Stainless-steel Manifold Supply and Return 1" FNPT Ball Valve with Temperature Gauge, set of 2 | 130.625 | 1 | 673372404945
| FITTINGS METAL | A2771252 | Stainless-steel Manifold Supply and Return 1¼" FNPT Ball Valve with Temperature Gauge, set of 2 | 178.695 | 1 | 673372404952
New | FITTINGS METAL | A2791000 | Commercial Stainless-steel Manifold Loop Cap | 21 | 12 | 30673372756625
New | FITTINGS METAL | A2791515 | Commercial Stainless-steel Manifold ProPEX Male Elbow Adapter, 1 ½" PEX x 1 ½" NPT | 61.1 | 2 | 30673372756595
| FITTINGS METAL | A2803250 | End Cap with Vent, R32 | 114.95 | 1 | 673372119092
| OTHER COMPONENTS | A2870100 | Spacer Ring VA31H for Thermal Actuators | 8.7 | 10 | 30673372470071
| CONTROLS | A3010100 | Single-zone Pump Relay | 185 | 1 | 673372119139
| CONTROLS | A3011075 | ¾" and 1" Thermal Zone Valve | 223 | 1 | 673372478274
| MOUNTING PARTS | A3019900 | Spacer Ring VA33 for White Thermal Actuators | 8.7 | 5 | 30673372275478
| CONTROLS | A3023522 | Thermal Actuator, four-wire | 127 | 1 | 673372477475
| CONTROLS | A3030522 | Two-wire Thermal Actuator for EP Heating Manifolds | 78.7 | 1 | 673372210317
| CONTROLS | A3030523 | Two-wire Thermal Actuator for TruFLOW Classic and Jr. Valved Manifolds | 83.9 | 1 | 673372210362
| CONTROLS | A3030524 | Two-wire Thermal Actuator for Stainless-steel Manifolds | 79.4 | 1 | 673372502870
| CONTROLS | A3031003 | Three-zone Control Module for Two and Four-wire Operation | 170 | 1 | 673372296878
| CONTROLS | A3031004 | Four-zone Control Module for Two and Four-wire Operation | 189 | 1 | 673372296885
| CONTROLS | A3040073 | Slab Sensor for Aerial Snow Sensor | 474 | 1 | 673372469876
| CONTROLS | A3040090 | Pavement Snow and Ice Sensor | 1850 | 1 | 673372130202
| CONTROLS | A3040091 | Pavement Snow and Ice Sensor Cup | 425 | 1 | 673372130189
| CONTROLS | A3040095 | Aerial Snow Sensor | 440 | 1 | 673372469678
| CONTROLS | A3040521 | SetPoint 521, Programmable Thermostat with floor sensor | 472 | 1 | 673372512329
| CONTROLS | A3040654 | Single-zone Snow Melt Control | 1290 | 1 | 673372469074
| CONTROLS | A3050050 | 50 VA Transformer | 64.9 | 1 | 673372119290
| CONTROLS | A3080301 | Three-zone Multi-pump Relay | 461 | 1 | 673372119351
| CONTROLS | A3080404 | Powered Four-zone Controller | 352 | 1 | 673372138963
| CONTROLS | A3080406 | Powered Six-zone Controller | 452 | 1 | 673372138956
| CONTROLS | A3100101 | Heat-only Thermostat with Touchscreen | 198 | 1 | 673372533676
New | CONTROLS | A3800161 | Smatrix Pulse Mini Sensor (T-161) | 101 | 1 | 673372756082
| CONTROLS | A3800165 | Wireless Dial Thermostat (T-165) | 92.4 | 1 | 673372549677
| CONTROLS | A3800167 | Wireless Digital Thermostat (T-167) | 144 | 1 | 673372549684
New | CONTROLS | A3800169 | Smatrix Pulse Digital Thermostat (T-169) | 152 | 1 | 673372756075
| CONTROLS | A3801160 | Wireless Base Unit Expansion Module, 6 zones (M-160) | 137 | 1 | 673372549691
| CONTROLS | A3801165 | Wireless Base Unit, 6 zones (X-165) | 433 | 1 | 673372549707
New | CONTROLS | A3801262 | Smatrix Pulse Expansion Module (M-262) | 152 | 1 | 673372757317
New | CONTROLS | A3801263 | Smatrix Pulse Relay Module (M-263) | 152 | 1 | 673372757331
New | CONTROLS | A380265A | Smatrix Pulse Controller (X-265) with Antenna (A-265) | 515 | 1 | 673372757287
New | CONTROLS | A380265C | Smatrix Pulse Controller (X-265) with Communication Module (R-208) | 770 | 1 | 673372757294
| FITTINGS METAL | A4010313 | 5/16" Repair Coupling | 38.7695 | 10 | 30673372132306
| FITTINGS METAL | A4020313 | 5/16" QS-style Compression Fitting Assembly, R20 thread | 23.3558 | 10 | 30673372118201
| FITTINGS METAL | A4020375 | ⅜" QS-style Compression Fitting Assembly, R20 thread | 22.5197 | 10 | 30673372118218
| FITTINGS METAL | A4020500 | ½" QS-style Compression Fitting Assembly, R20 thread | 18.183 | 10 | 30673372118225
| FITTINGS METAL | A4020625 | ⅝" QS-style Compression Fitting Assembly, R20 thread | 22.0495 | 10 | 30673372118232
| FITTINGS METAL | A4020750 | ¾" QS-style Compression Fitting Assembly, R25 thread | 30.4095 | 10 | 30673372118249
| FITTINGS METAL | A4030625 | ⅝" QS-style Compression Fitting Assembly, R25 thread | 24.453 | 10 | 30673372168077
New | FITTINGS METAL | A4050625 | ⅝" QS-style Compression Fitting Assembly for Commercial Manifold, R25 thread | 31.9 | 10 | 30673372752504
New | FITTINGS METAL | A4050750 | ¾" QS-style Compression Fitting Assembly for Commercial Manifold, R25 thread | 34.65 | 10 | 30673372752511
| FITTINGS METAL | A4123215 | Brass Manifold Adapter, R32 to 1¼" Adapter or 1½" Fitting Adapter | 63.745 | 10 | 30673372309487
| FITTINGS METAL | A4133210 | Brass Manifold Adapter, R32 x 1" Adapter or 1¼" Fitting Adapter | 35.53 | 10 | 30673372118270
| FITTINGS METAL | A4143210 | Brass Manifold Adapter, R32 x ¾" Adapter or 1" Fitting Adapter | 42.1135 | 10 | 30673372118287
| FITTINGS METAL | A4322020 | QS-style Coupling Nipple, R20 x R20 | 15.9885 | 10 | 30673372118348
| FITTINGS METAL | A4322050 | QS-style Conversion Nipple, R20 x ½" NPT | 15.9885 | 10 | 30673372118355
| FITTINGS METAL | A4322075 | QS-style Conversion Nipple, R20 x ¾" NPT | 16.5633 | 10 | 30673372116757
| FITTINGS METAL | A4332050 | QS-style Copper Adapter, R20 x ½" Copper | 17.0335 | 10 | 30673372116795
| FITTINGS METAL | A4332075 | QS-style Copper Adapter, R20 x ¾" Copper | 13.3237 | 10 | 30673372116801
| FITTINGS METAL | A4332575 | QS-style Copper Adapter, R25 x ¾" Copper (for ¾" and ⅝" tubing only) | 29.5735 | 10 | 30673372116818
| FITTINGS METAL | A4342050 | QS-style Copper Fitting Adapter, R20 x ½" Copper | 16.929 | 10 | 30673372116825
| FITTINGS METAL | A4342510 | QS-style Copper Fitting Adapter, R25 X 1" Copper (for ¾" and ⅝" tubing only) | 17.6083 | 10 | 30673372128910
| PANELS | A5060701 | Quik Trak 7" x 48" Panels | 24.42 | 10 | 30673372116887
| PANELS | A5060702 | Quik Trak 7" x 48" Return Panels | 32.45 | 10 | 30673372116894
| PANELS | A5060712 | Quik Trak 12" x 48" Combo Panel, 6 runs with return | 74.36 | 5 | 30673372212114
| PANELS | A5060722 | Quik Trak 12" x 12" Combo 90, 6 runs | 20.68 | 5 | 30673372212107
| PANELS | A5060732 | Quik Trak 7" x 12" Combo Access Panel, 6 runs with 1 access | 19.91 | 6 | 30673372212091
| PANELS | A5060761 | Quik Trak 7" x 48" x 6 Panels (fully assembled set) | 158.7 | 1 | 673372125734
New | PANELS | A5070641 | Xpress Trak Radiant Panel, 6" o.c., 4 runs | 118 | 14 | 30673372769076
| PANELS | A5080375 | Joist Trak, ⅜" Heat Transfer Panel | 17.55 | 20 | 30673372129849
| PANELS | A5080500 | Joist Trak, ½" Heat Transfer Panel | 17.55 | 20 | 30673372129825
| PANELS | A5090313 | Fast Trak 0.5 | 37.9 | 20 | 30673372273894
| PANELS | A5090500 | Fast Trak 1.3i | 42.6 | 18 | 30673372273870
| PANELS | A5091000 | Fast Trak Edge Strip, 65-ft. roll | 47 | 10 | 30673372273887
| MOUNTING PARTS | A5110375 | ⅜" Metal Bend Support | 3.48 | 50 | 30673372116955
| MOUNTING PARTS | A5110500 | ½" Metal Bend Support | 3.36 | 50 | 30673372116962
| MOUNTING PARTS | A5110625 | ⅝" Metal Bend Support | 4.32 | 50 | 30673372116979
| MOUNTING PARTS | A5110750 | ¾" Metal Bend Support | 6.3 | 25 | 30673372116986
| MOUNTING PARTS | A5150375 | ⅜" Plastic Bend Support | 2.34 | 25 | 30673372117884
| MOUNTING PARTS | A5150500 | ½" Plastic Bend Support (not for use with wall support bracket A5750500) | 2.46 | 25 | 30673372117891
New | MOUNTING PARTS | A5150745 | ¾" 45-degree Plastic Bend Support | 4.6 | 50 | 30673372732179
| MOUNTING PARTS | A5150750 | ¾" Plastic Bend Support | 5.45 | 50 | 30673372117907
| MOUNTING PARTS | A5250500 | ½" Plastic Bend Support | 2.46 | 25 | 30673372212466
New | MOUNTING PARTS | A5250545 | ½" 45-degree Plastic Bend Support | 3.2 | 25 | 30673372732162
| CONTROLS | A5402112 | 1" Thermal Mixing Valve with Union | 214 | 1 | 673372524278
| MOUNTING PARTS | A5500500 | ¾" PVC Elbow for ⅜" and ½" PEX Bend Support | 4.77 | 25 | 30673372118065
| MOUNTING PARTS | A5500625 | 1" PVC Elbow for ⅝" PEX Bend Support | 6.35 | 25 | 30673372118072
| MOUNTING PARTS | A5500750 | 1¼" PVC Elbow for ¾" PEX Bend Support | 13.4 | 20 | 30673372118089
| MOUNTING PARTS | A5501000 | 1½" PVC Elbow for 1" PEX Bend Support | 14.8 | 25 | 30673372118096
| MOUNTING PARTS | A5700500 | ½" PEX Rail, 6.5 ft. | 16.55 | 16 | 30673372118119
| MOUNTING PARTS | A5700625 | ⅝" PEX Rail, 6.5 ft. | 15.9 | 16 | 30673372116511
| MOUNTING PARTS | A5700750 | ¾" PEX Rail, 6.5 ft. | 25.1 | 16 | 30673372116528
| MOUNTING PARTS | A5750001 | Mounting Bracket for ⅝" to 1" Water Meters | 14.15 | 1 | 673372551274
| MOUNTING PARTS | A5750500 | PEX Wall Support Bracket, ½" and ¾" | 8.85 | 25 | 50673372203864
| FITTINGS METAL | A5802575 | Ball Valve, R25 Thread x ¾" Copper Adapter | 51.9 | 10 | 30673372145528
| FITTINGS METAL | A5902075 | Ball and Balancing Valve, R20 Thread x ¾" Copper Adapter | 93.3185 | 10 | 30673372142794
| FITTINGS METAL | A5902575 | Ball and Balancing Valve, R25 Thread x ¾" Copper Adapter | 93.8 | 10 | 30673372145542
| PEX A | A6140500 | ½" Pre-insulated Wirsbo hePEX with ½" insulation, 100-ft. coil | 535.6 | 1 | 673372501484
| PEX A | A6140750 | ¾" Pre-insulated Wirsbo hePEX with ½" insulation, 100-ft. coil | 655.2 | 1 | 673372507486
| PEX A | A6141000 | 1" Pre-insulated Wirsbo hePEX with ½" insulation, 100-ft. coil | 790.4 | 1 | 673372317870
| PEX A | A6150750 | ¾" Pre-insulated Wirsbo hePEX with 1" insulation, 100-ft. coil | 960.75 | 1 | 673372321075
| PEX A | A6151000 | 1" Pre-insulated Wirsbo hePEX with 1" insulation, 100-ft. coil | 1176 | 1 | 673372507509
| PEX A | A6151250 | 1¼" Pre-insulated Wirsbo hePEX with 1" insulation, 100-ft. coil | 1680 | 1 | 673372507516
| PEX A | A6160750 | ¾" Pre-insulated Wirsbo hePEX with 1½" insulation, 100-ft. coil | 1378 | 1 | 673372508094
| PEX A | A6161000 | 1" Pre-insulated Wirsbo hePEX with 1½" insulation, 100-ft. coil | 1600.6 | 1 | 673372318075
| PEX A | A6161250 | 1¼" Pre-insulated Wirsbo hePEX with 1½" insulation, 100-ft. coil | 2162.4 | 1 | 673372508100
| PEX A | A6161500 | 1½" Pre-insulated Wirsbo hePEX with 1½" insulation, 75-ft. coil | 1971.6 | 1 | 673372507523
| MOUNTING PARTS | A7012000 | 2" Blue Foam Staples, 300/pkg. | 76 | 1 | 673372455886
| MOUNTING PARTS | A7015050 | 1½" Plastic Foam Staples, 300/pkg. | 132 | 1 | 673372116565
| MOUNTING PARTS | A7015075 | 2½" Plastic Foam Staples, 300/pkg. | 151 | 1 | 673372116572
| MOUNTING PARTS | A7031000 | Fixing Wire, 1,000/bundle | 39.8 | 1 | 673372116589
| MOUNTING PARTS | A7250500 | Tube Clamp Suspension (½ PEX), 100/pkg. | 61.4 | 1 | 673372159494
| MOUNTING PARTS | A7250750 | Tube Clamp Suspension (¾ PEX), 50/pkg. | 31.3 | 1 | 673372159500
| MOUNTING PARTS | A7350500 | Tube Clamp Standard (½ PEX), 100/pkg. | 48.7 | 1 | 673372159517
| MOUNTING PARTS | A7350750 | Tube Clamp Standard (¾ PEX), 50/pkg. | 25.6 | 1 | 673372159524
| MOUNTING PARTS | A7750700 | Fire Sprinkler Adapter Mounting Bracket, ¾" and 1" | 11.8 | 5 | 30673372246119
| CONTROLS | A9010599 | Slab Sensor, 10k | 61.8 | 1 | 673372175098
| MANIFOLDS PLASTIC | B2253751 | 3" x 10' HDPE Valveless Manifold (12" o.c.), 10 outlet, ¾" ProPEX | 1560 | 1 | 673372103237
| MANIFOLDS PLASTIC | B2253752 | 3" x 20' HDPE Valveless Manifold (12" o.c.), 20 outlet, ¾" ProPEX | 3100 | 1 | 673372103244
| MANIFOLDS PLASTIC | B2254751 | 4" x 10' HDPE Valveless Manifold (12" o.c.), 10 outlet, ¾" ProPEX | 1630 | 1 | 673372103251
| MANIFOLDS PLASTIC | B2254752 | 4" x 20' HDPE Valveless Manifold (12" o.c.), 20 outlet, ¾" ProPEX | 3370 | 1 | 673372103268
| MANIFOLDS PLASTIC | B2273101 | 3" x 10' HDPE Valveless Manifold (12" o.c.), 10 outlet, 1" ProPEX | 1850 | 1 | 673372103299
| MANIFOLDS PLASTIC | B2273102 | 3" x 20' HDPE Valveless Manifold (12" o.c.), 20 outlet, 1" ProPEX | 3680 | 1 | 673372103305
| MANIFOLDS PLASTIC | B2274101 | 4" x 10' HDPE Valveless Manifold (12" o.c.), 10 outlet, 1" ProPEX | 1920 | 1 | 673372103312
| MANIFOLDS PLASTIC | B2274102 | 4" x 20' HDPE Valveless Manifold (12" o.c.), 20 outlet, 1" ProPEX | 3820 | 1 | 673372103329
| FITTINGS METAL | CP4501300 | ProPEX LF Brass x CPVC Spigot Adapter Kit, 1¼" PEX x 1¼" CPVC (IPS or CTS) | 91.5 | 1 | 673372511278
| FITTINGS METAL | CP4501313 | ProPEX LF Brass x CPVC Spigot Adapter, 1¼" PEX x 1¼" CPVC (CTS) | 86.8 | 1 | 673372333276
| FITTINGS METAL | CP4501500 | ProPEX LF Brass x CPVC Spigot Adapter Kit, 1½" PEX x 1½" CPVC (IPS or CTS) | 119 | 1 | 673372511285
| FITTINGS METAL | CP4501515 | ProPEX LF Brass x CPVC Spigot Adapter, 1½" PEX x 1½" CPVC (CTS) | 113 | 1 | 673372333474
| FITTINGS METAL | CP4502000 | ProPEX LF Brass x CPVC Spigot Adapter Kit, 2" PEX x 2" CPVC (IPS or CTS) | 191 | 1 | 673372511292
| FITTINGS METAL | CP4502020 | ProPEX LF Brass x CPVC Spigot Adapter, 2" PEX x 2" CPVC (CTS) | 184 | 1 | 673372333672
| FITTINGS METAL | CP4511313 | ProPEX LF Brass x CPVC Socket Adapter, 1¼" PEX x 1¼" CPVC (CTS) | 86.8 | 1 | 673372335072
| FITTINGS METAL | CP4511515 | ProPEX LF Brass x CPVC Socket Adapter, 1½" PEX x 1½" CPVC (CTS) | 113 | 1 | 673372335270
| FITTINGS METAL | CP4512020 | ProPEX LF Brass x CPVC Socket Adapter, 2" PEX x 2" CPVC (CTS) | 184 | 1 | 673372335478
| TOOLS | E6025000 | PEX Foam Stapler | 916.7 | 1 | 673372455879
| TOOLS | E6050010 | Quik Trak Sealant, 10.3 fluid oz. (300 ml) | 23.2875 | 24 | 30673372118485
| TOOLS | E6051250 | Quik Trak Screws (1¼"), 2,500/pkg. | 367.4 | 1 | 673372118507
| TOOLS | E6061000 | Tube Uncoiler | 858 | 1 | 673372118514
| TOOLS | E6062000 | Select Uncoiler | 4950 | 1 | 673372135597
| TOOLS | E6081125 | Tube Cutter (metal) for up to 1" PEX | 57.68 | 1 | 673372118521
| TOOLS | E6081128 | Tube Cutter (plastic) for up to 1" PEX | 52.9 | 1 | 673372133593
| TOOLS | E6083000 | Ratchet-style PEX Pipe Cutter, 1¼" - 3" | 762.2 | 1 | 673372513272
| TOOLS | E6090005 | Fixing Wire Twister | 9.3215 | 1 | 673372118576
| TOOLS | E6091700 | Ratchet-style Fixing Wire Twister | 111.24 | 1 | 673372118583
| TOOLS | E6122000 | Manifold Pressure Test Kit | 109.18 | 1 | 673372124447
| PEX A | F1021250 | 1¼" Uponor AquaPEX White, 300-ft. coil | 1940 | 1 | 673372132282
| PEX A | F1021500 | 1½" Uponor AquaPEX White, 300-ft. coil | 2260 | 1 | 673372132299
| PEX A | F1022000 | 2" Uponor AquaPEX White, 300-ft. coil | 4510 | 1 | 673372204262
| PEX A | F1023000 | 3" Uponor AquaPEX White, 300-ft. coil | 7990 | 1 | 673372248877
| OTHER COMPONENTS | F1035400 | ½" HDPE Corrugated Sleeve, Red, 400-ft. coil | 288 | 1 | 673372189040
| OTHER COMPONENTS | F1037400 | ¾" HDPE Corrugated Sleeve, Red, 400 ft. | 412 | 1 | 673372208673
| PEX A | F1040250 | ¼" Uponor AquaPEX White, 100-ft. coil | 81.1 | 1 | 673372122368
| PEX A | F1040500 | ½" Uponor AquaPEX White, 100-ft. coil | 93.8 | 1 | 673372122382
| PEX A | F1040750 | ¾" Uponor AquaPEX White, 100-ft. coil | 162 | 1 | 673372122399
| PEX A | F1041000 | 1" Uponor AquaPEX White, 100-ft. coil | 291 | 1 | 673372122405
| PEX A | F1052000 | 2" Uponor AquaPEX White, 200-ft. coil | 3010 | 1 | 673372204460
| OTHER COMPONENTS | F1055400 | ½" HDPE Corrugated Sleeve, Blue, 400-ft. coil | 288 | 1 | 673372189057
| OTHER COMPONENTS | F1057400 | ¾" HDPE Corrugated Sleeve, Blue, 400 ft. | 412 | 1 | 673372208666
| PEX A | F1060500 | ½" Uponor AquaPEX White, 300-ft. coil | 282 | 1 | 673372122412
| PEX A | F1060502 | ½" Uponor AquaPEX Purple Reclaimed Water, 300-ft. coil | 288 | 1 | 673372238069
| PEX A | F1060625 | ⅝" Uponor AquaPEX White, 300-ft. coil | 420 | 1 | 673372122429
| PEX A | F1060750 | ¾" Uponor AquaPEX White, 300-ft. coil | 483 | 1 | 673372122436
| PEX A | F1060752 | ¾" Uponor AquaPEX Purple Reclaimed Water, 300-ft. coil | 492 | 1 | 673372238267
| PEX A | F1061000 | 1" Uponor AquaPEX White, 300-ft. coil | 875 | 1 | 673372122443
| PEX A | F1061002 | 1" Uponor AquaPEX Purple Reclaimed Water, 300-ft. coil | 925 | 1 | 673372238274
| PEX A | F1061250 | 1¼" Uponor AquaPEX White, 100-ft. coil | 650 | 1 | 673372122450
| PEX A | F1061500 | 1½" Uponor AquaPEX White, 100-ft. coil | 755 | 1 | 673372122467
| PEX A | F1062000 | 2" Uponor AquaPEX White, 100-ft. coil | 1510 | 1 | 673372195249
| PEX A | F1062500 | 2½" Uponor AquaPEX White, 100-ft. coil | 1980 | 1 | 673372452274
| PEX A | F1063000 | 3" Uponor AquaPEX White, 100-ft. coil | 2670 | 1 | 673372249072
| PEX A | F1090375 | ⅜" Uponor AquaPEX White, 400-ft. coil | 316 | 1 | 673372115742
| PEX A | F1091500 | ½" Pre-sleeved Uponor AquaPEX Blue Sleeve, 400-ft. coil | 645 | 1 | 673372189453
| PEX A | F1091750 | ¾" Pre-Sleeved Uponor AquaPEX Blue Sleeve, 400-ft. coil | 990 | 1 | 673372211093
| PEX A | F1092500 | ½" Pre-sleeved Uponor AquaPEX Red Sleeve, 400-ft. coil | 645 | 1 | 673372189460
| PEX A | F1092750 | ¾" Pre-Sleeved Uponor AquaPEX Red Sleeve, 400-ft. coil | 990 | 1 | 673372211109
| PEX A | F1100500 | ½" Uponor AquaPEX White, 500-ft. coil | 469 | 1 | 673372115759
| PEX A | F1100750 | ¾" Uponor AquaPEX White, 500-ft. coil | 810 | 1 | 673372115766
| PEX A | F1101000 | 1" Uponor AquaPEX White, 500-ft. coil | 1470 | 1 | 673372115773
| PEX A | F1120375 | ⅜" Uponor AquaPEX White, 1,000-ft. coil | 835 | 1 | 673372115780
| PEX A | F1120500 | ½" Uponor AquaPEX White, 1,000-ft. coil | 940 | 1 | 673372115797
| PEX A | F1120625 | ⅝" Uponor AquaPEX White, 1,000-ft. coil | 1420 | 1 | 673372115803
| PEX A | F1911256 | 1¼" Uponor AquaPEX Purple Reclaimed Water, 10-ft. straight length, 50 ft. (5 per bundle) | 398 | 1 | 673372516877
| PEX A | F1921000 | 1" Uponor AquaPEX White, 20-ft. straight length, 200 ft. (10 per bundle) | 635 | 1 | 673372115810
| PEX A | F1921002 | 1" Uponor AquaPEX Purple Reclaimed Water, 20-ft. straight length, 200 ft. (10 per bundle) | 785 | 1 | 673372440479
| PEX A | F1921250 | 1¼" Uponor AquaPEX White, 20-ft. straight length, 100 ft. (5 per bundle) | 670 | 1 | 673372115827
| PEX A | F1921500 | 1½" Uponor AquaPEX White, 20-ft. straight length, 100 ft. (5 per bundle) | 780 | 1 | 673372115834
| PEX A | F1922000 | 2" Uponor AquaPEX White, 20-ft. straight length, 100 ft. (5 per bundle) | 1560 | 1 | 673372183055
| PEX A | F1922500 | 2½" Uponor AquaPEX White, 20-ft. straight length, 60 ft. (3 per bundle) | 1230 | 1 | 673372452298
| PEX A | F1923000 | 3" Uponor AquaPEX White, 20-ft. straight length, 40 ft. (2 per bundle) | 1110 | 1 | 673372249270
| PEX A | F1930500 | ½" Uponor AquaPEX White, 20-ft. straight length, 500 ft. (25 per bundle) | 515 | 1 | 673372115841
| PEX A | F1930750 | ¾" Uponor AquaPEX White, 20-ft. straight length, 300 ft. (15 per bundle) | 530 | 1 | 673372115858
| PEX A | F1961002 | 1" Uponor AquaPEX Purple Reclaimed Water, 10-ft. straight length, 100 ft. (10 per bundle) | 385 | 1 | 673372516679
| PEX A | F1961256 | 1¼" Uponor AquaPEX Purple Reclaimed Water, 20-ft. straight length, 100 ft. (5 per bundle) | 715 | 1 | 673372516884
| PEX A | F1961502 | 1½" Uponor AquaPEX Purple Reclaimed Water, 20-ft. straight length, 100 ft. (5 per bundle) | 920 | 1 | 673372517072
| PEX A | F1962002 | 2" Uponor AquaPEX Purple Reclaimed Water, 20-ft. straight length, 100 ft. (5 per bundle) | 1840 | 1 | 673372517102
| PEX A | F2040500 | ½" Uponor AquaPEX Red, 100-ft. coil | 103 | 1 | 673372150385
| PEX A | F2040750 | ¾" Uponor AquaPEX Red, 100-ft. coil | 180 | 1 | 673372154352
| PEX A | F2041000 | 1" Uponor AquaPEX Red, 100-ft. coil | 319 | 1 | 673372154444
| PEX A | F2060500 | ½" Uponor AquaPEX Red, 300-ft. coil | 309 | 1 | 673372150378
| PEX A | F2060750 | ¾" Uponor AquaPEX Red, 300-ft. coil | 535 | 1 | 673372154376
| PEX A | F2061000 | 1" Uponor AquaPEX Red, 300-ft. coil | 960 | 1 | 673372154451
| PEX A | F2120500 | ½" Uponor AquaPEX Red, 1,000-ft. coil | 1030 | 1 | 673372150361
| MANIFOLDS METAL | F2801575 | 1½" x 6' Copper Valveless Manifold with 24 outlets, ¾" sweat | 810 | 1 | 673372117654
| MANIFOLDS METAL | F2802075 | 2" x 6' Copper Valveless Manifold with 24 outlets, ¾" sweat | 1170 | 1 | 673372117661
| MANIFOLDS METAL | F2811220 | 2" x 4' Copper Valved Manifold with R20 Threaded Ball Valves, 12 outlets | 1400 | 1 | 673372133654
| MANIFOLDS METAL | F2821220 | 2" x 4' Copper Valved Manifold with R20 Threaded Ball and Balancing Valves, 12 outlets | 2390 | 1 | 673372133845
| MANIFOLDS METAL | F2821225 | 2" x 4' Copper Valved Manifold with R25 Threaded Ball and Balancing Valves, 12 outlets | 2060 | 1 | 673372133784
| PEX A | F2921000 | 1" Uponor AquaPEX Red, 20-ft. straight length, 200 ft. (10 per bundle) | 715 | 1 | 673372154437
| PEX A | F2930500 | ½" Uponor AquaPEX Red, 20-ft. straight length, 500 ft. (25 per bundle) | 575 | 1 | 673372154307
| PEX A | F2930750 | ¾" Uponor AquaPEX Red, 20-ft. straight length, 300 ft. (15 per bundle) | 595 | 1 | 673372154383
| PEX A | F3040500 | ½" Uponor AquaPEX Blue, 100-ft. coil | 103 | 1 | 673372154291
| PEX A | F3040750 | ¾" Uponor AquaPEX Blue, 100-ft. coil | 180 | 1 | 673372154345
| PEX A | F3041000 | 1" Uponor AquaPEX Blue, 100-ft. coil | 319 | 1 | 673372154420
| PEX A | F3060500 | ½" Uponor AquaPEX Blue, 300-ft. coil | 309 | 1 | 673372154031
| PEX A | F3060750 | ¾" Uponor AquaPEX Blue, 300-ft. coil | 535 | 1 | 673372154338
| PEX A | F3061000 | 1" Uponor AquaPEX Blue, 300-ft. coil | 960 | 1 | 673372154413
| PEX A | F3120500 | ½" Uponor AquaPEX Blue, 1,000-ft. coil | 1030 | 1 | 673372154284
| PEX A | F3921000 | 1" Uponor AquaPEX Blue, 20-ft. straight length, 200 ft. (10 per bundle) | 715 | 1 | 673372154390
| PEX A | F3930500 | ½" Uponor AquaPEX Blue, 20-ft. straight length, 500 ft. (25 per bundle) | 575 | 1 | 673372154277
| PEX A | F3930750 | ¾" Uponor AquaPEX Blue, 20-ft. straight length, 300 ft. (15 per bundle) | 595 | 1 | 673372154314
| PEX A | F4220500 | ½" Uponor AquaPEX White, Red Print, 1,000-ft. coil | 940 | 1 | 673372725873
| PEX A | F4240500 | ½" Uponor AquaPEX White, Red Print, 100-ft. coil | 93.8 | 1 | 673372505925
| PEX A | F4240750 | ¾" Uponor AquaPEX White, Red Print, 100-ft. coil | 162 | 1 | 673372505987
| PEX A | F4241000 | 1" Uponor AquaPEX White, Red Print, 100-ft. coil | 291 | 1 | 673372506113
| PEX A | F4260500 | ½" Uponor AquaPEX White, Red Print, 300-ft. coil | 282 | 1 | 673372505932
| PEX A | F4260750 | ¾" Uponor AquaPEX White, Red Print, 300-ft. coil | 483 | 1 | 673372505994
| PEX A | F4261000 | 1" Uponor AquaPEX White, Red Print, 300-ft. coil | 875 | 1 | 673372506120
| PEX A | F4320500 | ½" Uponor AquaPEX White, Blue Print, 1,000-ft. coil | 940 | 1 | 673372725880
| PEX A | F4340500 | ½" Uponor AquaPEX White, Blue Print, 100-ft. coil | 93.8 | 1 | 673372505895
| PEX A | F4340750 | ¾" Uponor AquaPEX White, Blue Print, 100-ft. coil | 162 | 1 | 673372505956
| PEX A | F4341000 | 1" Uponor AquaPEX White, Blue Print, 100-ft. coil | 291 | 1 | 673372506083
| PEX A | F4360500 | ½" Uponor AquaPEX White, Blue Print, 300-ft. coil | 282 | 1 | 673372505901
| PEX A | F4360750 | ¾" Uponor AquaPEX White, Blue Print, 300-ft. coil | 483 | 1 | 673372505963
| PEX A | F4361000 | 1" Uponor AquaPEX White, Blue Print, 300-ft. coil | 875 | 1 | 673372506090
| PEX A | F4920500 | ½" Uponor AquaPEX White, Red Print, 20-ft. straight length, 500-ft. (25 per bundle) | 515 | 1 | 673372505918
| PEX A | F4920750 | ¾" Uponor AquaPEX White, Red Print, 20-ft. straight length, 300-ft. (15 per bundle) | 530 | 1 | 673372505970
| PEX A | F4921000 | 1" Uponor AquaPEX White, Red Print, 20-ft. straight length, 200-ft. (10 per bundle) | 635 | 1 | 673372506106
| PEX A | F4930500 | ½" Uponor AquaPEX White, Blue Print, 20-ft. straight length, 500-ft. (25 per bundle) | 515 | 1 | 673372505888
| PEX A | F4930750 | ¾" Uponor AquaPEX White, Blue Print, 20-ft. straight length, 300-ft. (15 per bundle) | 530 | 1 | 673372505949
| PEX A | F4931000 | 1" Uponor AquaPEX White, Blue Print, 20-ft. straight length, 200-ft. (10 per bundle) | 635 | 1 | 673372506076
| MOUNTING PARTS | F5120375 | ⅜" Metal Drop Ear Bend Support | 8.4 | 25 | 30673372117709
| MOUNTING PARTS | F5120500 | ½" Metal Drop Ear Bend Support | 8.75 | 25 | 30673372117716
| MOUNTING PARTS | F5140500 | ½" Metal Straight-through Support | 11.7 | 25 | 30673372117730
| MOUNTING PARTS | F5200375 | ⅜" Plastic Drop Ear Bend Support | 4.61 | 25 | 30673372117747
| MOUNTING PARTS | F5200500 | ½" Plastic Drop Ear Bend Support | 4.66 | 25 | 30673372117754
| FITTINGS METAL | F5400250 | ¼" Insert (stainless steel) | 1.47 | 10 | 30673372117761
| FITTINGS METAL | F5400500 | ½" Insert (stainless steel) | 2.55 | 10 | 30673372117785
| OTHER COMPONENTS | F5600500 | Chrome Finishing Sleeve for ½" PEX (11/16" O.D.) | 7.85 | 25 | 30673372117808
| OTHER COMPONENTS | F5650500 | ProPEX Escutcheon for ½" PEX (11/16" O.D.), chrome-plated | 15.45 | 25 | 30673372212084
| OTHER COMPONENTS | F5670500 | ProPEX Escutcheon for ½" PEX (11/16" O.D.), white | 4.35 | 25 | 30673372212077
| OTHER COMPONENTS | F5700002 | Steel Plate Protector, 100/pkg. | 48.5 | 1 | 673372117838
| MOUNTING PARTS | F5801000 | Single-tube PEX Stand-up Bracket for ½" PEX | 19.6 | 60 | 30673372150348
| MOUNTING PARTS | F5805000 | Five-tube PEX Stand-up Bracket for ½" PEX | 74 | 16 | 30673372150355
| PEX A | F6040500 | ½" Pre-insulated Uponor AquaPEX with ½" insulation, 100-ft. coil | 457 | 1 | 673372233064
| PEX A | F6040750 | ¾" Pre-insulated Uponor AquaPEX with ½" insulation, 100-ft. coil | 560 | 1 | 673372233071
| PEX A | F6041000 | 1" Pre-insulated Uponor AquaPEX with ½" insulation, 100-ft. coil | 685 | 1 | 673372233088
| PEX A | F6150500 | ½" Pre-insulated Uponor AquaPEX with 1" insulation, 100-ft. coil | 700 | 1 | 673372507271
| PEX A | F6150750 | ¾" Pre-insulated Uponor AquaPEX with 1" insulation, 100-ft. coil | 820 | 1 | 673372485272
| PEX A | F6151000 | 1" Pre-insulated Uponor AquaPEX with 1" insulation, 100-ft. coil | 1000 | 1 | 673372507288
| PEX A | F6151250 | 1¼" Pre-insulated Uponor AquaPEX with 1" insulation, 100-ft. coil | 1470 | 1 | 673372507295
| FITTINGS METAL | F6630001 | LFCSS Stem Extension Kit for ½" and ¾" Valves | 14.95 | 1 | 673372693073
| FITTINGS METAL | F6630002 | LFCSS Stem Extension Kit for 1" and 1 ¼" Valves | 17.05 | 1 | 673372693080
| FITTINGS METAL | F6630003 | LFCSS Stem Extension Kit for 1 ½" and 2" Valves | 19.65 | 1 | 673372693097
| MOUNTING PARTS | F7000005 | Fire Sprinkler Adapter Push-on Nut, 25/pkg. | 73.5 | 1 | 673372246286
| MOUNTING PARTS | F7040500 | ½" PEX-a Pipe Support, 9-ft. length | 15.15 | 5 | 30673372314870
| MOUNTING PARTS | F7040750 | ¾" PEX-a Pipe Support, 9-ft. length | 16.9 | 5 | 30673372315075
| MOUNTING PARTS | F7041000 | 1" PEX-a Pipe Support, 9-ft. length | 17.6 | 5 | 30673372299474
| MOUNTING PARTS | F7041250 | 1¼" PEX-a Pipe Support, 9-ft. length | 22.55 | 5 | 30673372299672
| MOUNTING PARTS | F7041500 | 1½" PEX-a Pipe Support, 9-ft. length | 24.85 | 5 | 30673372299870
| MOUNTING PARTS | F7042000 | 2" PEX-a Pipe Support, 9-ft. length | 28.9 | 5 | 30673372299887
| MOUNTING PARTS | F7042500 | 2½" PEX-a Pipe Support, 9-ft. length | 46.9 | 5 | 30673372461475
| MOUNTING PARTS | F7043000 | 3" PEX-a Pipe Support, 9-ft. length | 49.4 | 5 | 30673372461673
| MOUNTING PARTS | F7050375 | Tube Talon (⅜" PEX), 100/pkg. | 40.8 | 1 | 673372117845
| MOUNTING PARTS | F7050750 | Tube Talon (½", ⅝", ¾" PEX), 100/pkg. | 35.7 | 1 | 673372117852
| MOUNTING PARTS | F7051000 | Tube Talon (1" PEX), 50/pkg. | 44.2 | 1 | 673372117869
| MOUNTING PARTS | F7051001 | 1" PEX Clip, 50/pkg. | 215 | 1 | 673372159548
| MOUNTING PARTS | F7051258 | ½" PEX Clip, 100/pkg. | 143 | 1 | 673372117876
| MOUNTING PARTS | F7057500 | ¾" PEX Clip, 100/pkg. | 360 | 1 | 673372159562
| MOUNTING PARTS | F7060375 | ⅜" PEX Clip, 100/pkg. | 143 | 1 | 673372118606
| MANIFOLDS METAL | LF2500400 | 1" Copper Manifold with LF Brass ½" ProPEX Ball Valve, 4 outlets | 323 | 1 | 673372246729
| MANIFOLDS METAL | LF2500600 | 1" Copper Manifold with LF Brass ½" ProPEX Ball Valve, 6 outlets | 456 | 1 | 673372246736
| MANIFOLDS METAL | LF2500800 | 1" Copper Manifold with LF Brass ½" ProPEX Ball Valve, 8 outlets | 615 | 1 | 673372246743
| MANIFOLDS METAL | LF2501000 | 1" Copper Manifold with LF Brass ½" ProPEX Ball Valve, 10 outlets | 750 | 1 | 673372246750
| MANIFOLDS METAL | LF2501200 | 1" Copper Manifold with LF Brass ½" ProPEX Ball Valve, 12 outlets | 865 | 1 | 673372246767
| MANIFOLDS METAL | LF2801050 | ProPEX 1" Copper Branch Manifold with ½" ProPEX LF brass outlets, 4 outlets | 116 | 1 | 673372244671
| MANIFOLDS METAL | LF2811050 | ProPEX 1" Copper Branch Manifold with ½" ProPEX LF brass outlets, 6 outlets | 159 | 1 | 673372244688
| MANIFOLDS METAL | LF2821050 | ProPEX 1" Copper Branch Manifold with ½" ProPEX LF brass outlets, 8 outlets | 198 | 1 | 673372244695
| MANIFOLDS METAL | LF2831050 | ProPEX 1" Copper Branch Manifold with ½" ProPEX LF brass outlets, 10 outlets | 246 | 1 | 673372244701
| MANIFOLDS METAL | LF2841050 | ProPEX 1" Copper Branch Manifold with ½" ProPEX LF brass outlets, 12 outlets | 302 | 1 | 673372244718
| FITTINGS METAL | LF2855050 | ProPEX LF Copper Stub Ell, ½" PEX LF Brass x ½" Copper (13" x 8") | 31.9 | 25 | 30673372246485
| FITTINGS METAL | LF2865050 | ProPEX LF Copper Stub Ell, ½" PEX LF Brass x ½" Copper (3½" x 8") | 22.25 | 25 | 30673372232327
| FITTINGS METAL | LF2875050 | ProPEX LF Copper Tub Ell, ½" PEX LF Brass x ½" Copper (3" x 6") | 20.2 | 25 | 30673372246676
| FITTINGS METAL | LF2885050 | ProPEX LF Copper Tub Ell, ½" PEX LF Brass x ½" Copper (3" x 4") | 18.3 | 25 | 30673372232334
| FITTINGS METAL | LF2891010 | ProPEX LF Copper Stub Ell, 1" PEX x 1" Copper (13" x 16") | 76.5 | 1 | 673372545471
| FITTINGS METAL | LF2895050 | ProPEX LF Copper Stub Ell, ½" PEX LF Brass x ½" Copper (8" x 13") | 32.7 | 25 | 30673372246683
| FITTINGS METAL | LF2897575 | ProPEX LF Copper Stub Ell, ¾" PEX LF Brass x ¾" Copper (4" x 8") | 49.8 | 25 | 30673372246690
| FITTINGS METAL | LF2935050 | ProPEX LF Copper Straight Stub, ½" PEX LF Brass x ½" Copper (8") | 22.85 | 25 | 30673372246706
| FITTINGS METAL | LF2945050 | ProPEX LF Copper Straight Stub, ½" PEX LF Brass x ½" Copper (15") | 27.6 | 25 | 30673372246713
| FITTINGS METAL | LF2957575 | ProPEX LF Water Heater Adapter, ¾" PEX LF Brass x ¾" FIP x 18" | 69.5 | 20 | 50673372232550
| FITTINGS METAL | LF2982525 | ProPEX LF Brass Flange Adapter Kit, 2½" PEX (150 lb.) | 660 | 1 | 673372472678
| FITTINGS METAL | LF2983030 | ProPEX LF Brass Flange Adapter Kit, 3" PEX (150 lb.) | 880 | 1 | 673372472876
| FITTINGS METAL | LF4125050 | ProPEX LF Brass Elbow, ½" PEX x ½" MIP | 18.9 | 25 | 30673372232358
| FITTINGS METAL | LF4231010 | ProPEX LF Brass Drop Ear Elbow, 1" PEX x 1" FIP | 72.1 | 4 | 30673372245280
| FITTINGS METAL | LF4235038 | ProPEX LF Brass Drop Ear Elbow, ½" PEX x ⅜" FIP | 27.7 | 25 | 30673372244771
| FITTINGS METAL | LF4235050 | ProPEX LF Brass Drop Ear Elbow, ½" PEX x ½" FIP | 21.9 | 25 | 30673372232341
| FITTINGS METAL | LF4237575 | ProPEX LF Brass Drop Ear Elbow, ¾" PEX x ¾" FIP | 48.1 | 4 | 30673372245273
| FITTINGS METAL | LF4410500 | LF Brass Compression Angle Stop Valve for ½" PEX | 20.4789 | 10 | 30673372232280
| FITTINGS METAL | LF4420500 | LF Brass Compression Straight Stop Valve for ½" PEX | 20.4536 | 10 | 30673372232297
| FITTINGS METAL | LF4455050 | ProPEX LF Brass In-line Ice Maker Tee, ½" PEX x ½" PEX x ¼" O.D. compression | 62.6 | 10 | 30673372244788
| FITTINGS METAL | LF4501010 | ProPEX LF Brass Sweat Fitting Adapter, 1" PEX x 1" Copper | 21.85 | 10 | 30673372232501
| FITTINGS METAL | LF4501313 | ProPEX LF Brass Sweat Fitting Adapter, 1¼" PEX x 1¼" Copper | 48.3 | 1 | 673372232548
| FITTINGS METAL | LF4501515 | ProPEX LF Brass Sweat Fitting Adapter, 1½" PEX x 1½" Copper | 79.3 | 1 | 673372246477
| FITTINGS METAL | LF4502020 | ProPEX LF Brass Sweat Fitting Adapter, 2" PEX x 2" Copper | 222 | 1 | 673372248082
| FITTINGS METAL | LF4505050 | ProPEX LF Brass Sweat Fitting Adapter, ½" PEX x ½" Copper | 5.45 | 25 | 30673372232464
| FITTINGS METAL | LF4505075 | ProPEX LF Brass Sweat Fitting Adapter, ½" PEX x ¾" Copper | 11 | 25 | 30673372232525
| FITTINGS METAL | LF4507510 | ProPEX LF Brass Sweat Fitting Adapter, ¾" PEX x 1" Copper | 24.35 | 10 | 30673372248090
| FITTINGS METAL | LF4507550 | ProPEX LF Brass Sweat Fitting Adapter, ¾" PEX x ½" Copper | 22.5 | 25 | 30673372248106
| FITTINGS METAL | LF4507575 | ProPEX LF Brass Sweat Fitting Adapter, ¾" PEX x ¾" Copper | 11.95 | 25 | 30673372232488
| FITTINGS METAL | LF4511010 | ProPEX LF Brass Sweat Adapter, 1" PEX x 1" Copper | 21 | 10 | 30673372232495
| FITTINGS METAL | LF4511313 | ProPEX LF Brass Sweat Adapter, 1¼" PEX x 1¼" Copper | 54.5 | 1 | 673372232531
| FITTINGS METAL | LF4511515 | ProPEX LF Brass Sweat Adapter, 1½" PEX x 1½" Copper | 83.5 | 1 | 673372248075
| FITTINGS METAL | LF4512020 | ProPEX LF Brass Sweat Adapter, 2" PEX x 2" Copper | 222 | 1 | 673372248112
| FITTINGS METAL | LF4512525 | ProPEX LF Brass Sweat Adapter, 2½" PEX x 2½" Copper | 456 | 1 | 673372454964
| FITTINGS METAL | LF4513030 | ProPEX LF Brass Sweat Adapter, 3" PEX x 3" Copper | 730 | 1 | 673372454971
| FITTINGS METAL | LF4513850 | ProPEX LF Brass Sweat Adapter, ⅜" PEX x ½" Copper | 12.65 | 25 | 30673372246898
| FITTINGS METAL | LF4515050 | ProPEX LF Brass Sweat Adapter, ½" PEX x ½" Copper | 5.6 | 25 | 30673372232457
| FITTINGS METAL | LF4515075 | ProPEX LF Brass Sweat Adapter, ½" PEX x ¾" Copper | 11.15 | 25 | 30673372232518
| FITTINGS METAL | LF4517510 | ProPEX LF Brass Sweat Adapter, ¾" PEX x 1" Copper | 25.3 | 10 | 30673372248274
| FITTINGS METAL | LF4517550 | ProPEX LF Brass Sweat Adapter, ¾" PEX x ½" Copper | 20.6 | 25 | 30673372248281
| FITTINGS METAL | LF4517575 | ProPEX LF Brass Sweat Adapter, ¾" PEX x ¾" Copper | 12.65 | 25 | 30673372232471
| FITTINGS METAL | LF4521010 | ProPEX LF Brass Male Threaded Adapter, 1" PEX x 1" NPT | 28.7 | 10 | 30673372232396
| FITTINGS METAL | LF4521075 | ProPEX LF Brass Male Threaded Adapter, 1" PEX x ¾" NPT | 30.1 | 10 | 30673372246935
| FITTINGS METAL | LF4521313 | ProPEX LF Brass Male Threaded Adapter, 1¼" PEX x 1¼" NPT | 66.6 | 1 | 673372232432
| FITTINGS METAL | LF4521515 | ProPEX LF Brass Male Threaded Adapter, 1½" PEX x 1½" NPT | 88.8 | 1 | 673372246903
| FITTINGS METAL | LF4522020 | ProPEX LF Brass Male Threaded Adapter, 2" PEX x 2" NPT | 246 | 1 | 673372246941
| FITTINGS METAL | LF4522525 | ProPEX LF Brass Male Threaded Adapter, 2½" PEX x 2½" NPT | 535 | 1 | 673372454988
| FITTINGS METAL | LF4523030 | ProPEX LF Brass Male Threaded Adapter, 3" PEX x 3" NPT | 785 | 1 | 673372454995
| FITTINGS METAL | LF4523850 | ProPEX LF Brass Male Threaded Adapter, ⅜" PEX x ½" NPT | 15.65 | 25 | 30673372246959
| FITTINGS METAL | LF4525050 | ProPEX LF Brass Male Threaded Adapter, ½" PEX x ½" NPT | 7.75 | 25 | 30673372232365
| FITTINGS METAL | LF4525075 | ProPEX LF Brass Male Threaded Adapter, ½" PEX x ¾" NPT | 20.1 | 25 | 30673372246966
| FITTINGS METAL | LF4527510 | ProPEX LF Brass Male Threaded Adapter, ¾" PEX x 1" NPT | 30.1 | 10 | 30673372246973
| FITTINGS METAL | LF4527575 | ProPEX LF Brass Male Threaded Adapter, ¾" PEX x ¾" NPT | 13.95 | 25 | 30673372232389
| FITTINGS METAL | LF4543850 | ProPEX LF Brass Coupling, ⅜" PEX x ½" PEX | 14.4 | 25 | 30673372244733
| FITTINGS METAL | LF4571010 | ProPEX LF Brass Female Threaded Adapter, 1" PEX x 1" NPT | 38.8 | 10 | 30673372232426
| FITTINGS METAL | LF4571313 | ProPEX LF Brass Female Threaded Adapter, 1¼" PEX x 1¼" NPT | 74.2 | 1 | 673372232449
| FITTINGS METAL | LF4571515 | ProPEX LF Brass Female Threaded Adapter, 1½" PEX x 1½" NPT | 161 | 1 | 673372246927
| FITTINGS METAL | LF4572020 | ProPEX LF Brass Female Threaded Adapter, 2" PEX x 2" NPT | 329 | 1 | 673372246989
| FITTINGS METAL | LF4575050 | ProPEX LF Brass Female Threaded Adapter, ½" PEX x ½" NPT | 15.95 | 25 | 30673372232402
| FITTINGS METAL | LF4575075 | ProPEX LF Brass Female Threaded Adapter, ½" PEX x ¾" NPT | 26.6 | 25 | 30673372246997
| FITTINGS METAL | LF4577510 | ProPEX LF Brass Female Threaded Adapter, ¾" PEX x 1" NPT | 59.3 | 10 | 30673372247000
| FITTINGS METAL | LF4577575 | ProPEX LF Brass Female Threaded Adapter, ¾" PEX x ¾" NPT | 18.7 | 25 | 30673372232419
| FITTINGS METAL | LF4585050 | ProPEX LF Brass to PB Coupling, ½" PEX x ½" PB | 16.3 | 25 | 30673372244740
| FITTINGS METAL | LF4587575 | ProPEX LF Brass to PB Coupling, ¾" PEX x ¾" PB | 27 | 25 | 30673372244757
| FITTINGS METAL | LF4591010 | ProPEX LF Brass to PE Coupling, 1" PEX x 1" PE | 42.5 | 10 | 30673372244764
| FITTINGS METAL | LF4701010 | ProPEX LF Brass Tee, 1" PEX x 1" PEX x 1" PEX | 44.4 | 10 | 30673372242678
| FITTINGS METAL | LF4705050 | ProPEX LF Brass Tee, ½" PEX x ½" PEX x ½" PEX | 14.75 | 25 | 30673372242685
| FITTINGS METAL | LF4707575 | ProPEX LF Brass Tee, ¾" PEX x ¾" PEX x ¾" PEX | 24.05 | 25 | 30673372242876
| FITTINGS METAL | LF4707710 | ProPEX LF Brass Reducing Tee, ¾" PEX x ¾" PEX x 1" PEX | 38.9 | 10 | 30673372243675
| FITTINGS METAL | LF4710500 | ProPEX LF Brass Elbow, ½" PEX x ½" PEX | 10.4 | 25 | 30673372269873
| FITTINGS METAL | LF4710750 | ProPEX LF Brass Elbow, ¾" PEX x ¾" PEX | 17.2 | 25 | 30673372242883
| FITTINGS METAL | LF4730500 | ProPEX LF Brass Elbow, ½" PEX x ½" Male CU | 17.7 | 10 | 30673372342675
| FITTINGS METAL | LF4785025 | ProPEX LF Brass Ice Maker Valve, ½" PEX x ¼" O.D. (angle) | 27.4 | 10 | 30673372341272
| FITTINGS METAL | LF4786025 | ProPEX LF Brass Ice Maker Valve, ½" PEX x ¼" O.D. (straight) | 30.6 | 10 | 30673372342071
| FITTINGS METAL | LF4795050 | ProPEX LF Brass Ball Valve, ½" PEX x ½" MIP | 34.2 | 10 | 30673372232310
| FITTINGS METAL | LF4805050 | ProPEX LF Brass Ball Valve, ½" PEX x ½" Copper Adapter | 23.1 | 10 | 30673372232266
| FITTINGS METAL | LF4807575 | ProPEX LF Brass Ball Valve, ¾" PEX x ¾" Copper Adapter | 41 | 10 | 30673372244924
| FITTINGS METAL | LF4855038 | ProPEX LF Brass Angle Stop Valve, ½" PEX | 13.95 | 10 | 30673372232600
| FITTINGS METAL | LF4865038 | ProPEX LF Brass Straight Stop Valve, ½" PEX | 14.35 | 10 | 30673372232594
| FITTINGS METAL | LF5930500 | ProPEX Washing Machine Outlet Box, ½" LF Brass Valves | 120 | 12 | 50673372232567
| FITTINGS METAL | LF5955025 | ProPEX Ice Maker Box with Support Brackets, ½" LF Brass Valve | 71.2 | 12 | 50673372232574
| FITTINGS METAL | LF73000WH | LF Recessed Pendent Sprinkler, 155F, 3.0 K-factor, White | 86.8 | 5 | 30673372285675
| FITTINGS METAL | LF74000HS | LF Flat Concealed Horizontal Sidewall Sprinkler, 165F, 4.0 K-factor | 191 | 5 | 30673372286474
| FITTINGS METAL | LF74300HW | LF Recessed Horizontal Sidewall Sprinkler, 155F, 4.2 K-factor, White | 88.3 | 5 | 30673372285873
| FITTINGS METAL | LF74301HW | LF Recessed Horizontal Sidewall Sprinkler, 175F, 4.2 K-factor, White | 88.3 | 5 | 30673372286078
| FITTINGS METAL | LF74900WH | LF Recessed Pendent Sprinkler, 155F, 4.9 K-factor, White | 86.8 | 5 | 30673372285279
| FITTINGS METAL | LF74901WH | LF Recessed Pendent Sprinkler, 175F, 4.9 K-factor, White | 86.8 | 5 | 30673372285477
| FITTINGS METAL | LF74970FC | LF RC-RES (162F) Flat Concealed Sprinkler | 65.3 | 5 | 30673372262874
| FITTINGS METAL | LF74971FW | LF RC-RES (205F) Flat Concealed Sprinkler with White Cover Plate | 116 | 5 | 30673372326279
| FITTINGS METAL | LF7701010 | ProPEX LF Brass Fire Sprinkler Adapter Tee, 1" PEX x 1" PEX x ½" FNPT | 61.3 | 5 | 30673372246072
| FITTINGS METAL | LF7707575 | ProPEX LF Brass Fire Sprinkler Adapter Tee, ¾" PEX x ¾" PEX x ½" FNPT | 57 | 5 | 30673372246089
| FITTINGS METAL | LF7711050 | ProPEX LF Brass Fire Sprinkler Adapter Elbow, 1" PEX x ½" FNPT | 50.1 | 5 | 30673372246096
| FITTINGS METAL | LF7717550 | ProPEX LF Brass Fire Sprinkler Adapter Elbow, ¾" PEX x ½" FNPT | 48.1 | 5 | 30673372246102
| FITTINGS METAL | LFC4821010SS | ProPEX LF Brass Commercial Ball Valve (full port), SS Ball and Stem 1" PEX x 1" PEX | 40.5 | 1 | 673372660877
| FITTINGS METAL | LFC4821313SS | ProPEX LF Brass Commercial Ball Valve (full port), SS Ball and Stem 1¼" PEX x 1¼" PEX | 66.2 | 1 | 673372660884
| FITTINGS METAL | LFC4821515SS | ProPEX LF Brass Commercial Ball Valve (full port), SS Ball and Stem 1½" PEX x 1½" PEX | 99.3 | 1 | 673372660891
| FITTINGS METAL | LFC4822020SS | ProPEX LF Brass Commercial Ball Valve (full port), SS Ball and Stem 2" PEX x 2" PEX | 173 | 1 | 673372660907
| FITTINGS METAL | LFC4825050SS | ProPEX LF Brass Commercial Ball Valve (full port), SS Ball and Stem ½" PEX x ½" PEX | 17.1 | 10 | 30673372660915
| FITTINGS METAL | LFC4827575SS | ProPEX LF Brass Commercial Ball Valve (full port), SS Ball and Stem ¾" PEX x ¾" PEX | 27.2 | 10 | 30673372660922
| FITTINGS METAL | LFD4811010 | ProPEX LF Brass Stop and Drain Ball Valve (full port), 1" PEX x 1" PEX | 41 | 1 | 673372674270
| FITTINGS METAL | LFD4815050 | ProPEX LF Brass Stop and Drain Ball Valve (full port), ½" PEX x ½" PEX | 19.85 | 10 | 30673372674288
| FITTINGS METAL | LFD4817575 | ProPEX LF Brass Stop and Drain Ball Valve (full port), ¾" PEX x ¾" PEX | 26.5 | 10 | 30673372674295
| FITTINGS METAL | LFP4501010 | ProPEX LF Brass Copper Press Fitting Adapter, 1" PEX x 1" Copper | 27.9 | 10 | 30673372545489
| FITTINGS METAL | LFP4501313 | ProPEX LF Brass Copper Press Fitting Adapter, 1¼" PEX x 1¼" Copper | 43.3 | 1 | 673372545495
| FITTINGS METAL | LFP4501515 | ProPEX LF Brass Copper Press Fitting Adapter, 1½" PEX x 1½" Copper | 57.2 | 1 | 673372545501
| FITTINGS METAL | LFP4502020 | ProPEX LF Brass Copper Press Fitting Adapter, 2" PEX x 2" Copper | 121 | 1 | 673372545518
| FITTINGS METAL | LFP4502525 | ProPEX LF Brass Copper Press Fitting Adapter, 2½" PEX x 2½" Copper | 311 | 1 | 673372545525
| FITTINGS METAL | LFP4503030 | ProPEX LF Brass Copper Press Fitting Adapter, 3" PEX x 3" Copper | 399 | 1 | 673372545532
| FITTINGS METAL | LFP4505050 | ProPEX LF Brass Copper Press Fitting Adapter, ½" PEX x ½" Copper | 9.35 | 25 | 30673372545540
| FITTINGS METAL | LFP4507575 | ProPEX LF Brass Copper Press Fitting Adapter, ¾" PEX x ¾" Copper | 16.6 | 25 | 30673372545557
| FITTINGS METAL | LFP4511010 | ProPEX LF Brass Copper Press Adapter, 1" PEX x 1" Copper | 27.9 | 10 | 30673372545564
| FITTINGS METAL | LFP4511313 | ProPEX LF Brass Copper Press Adapter, 1¼" PEX x 1¼" Copper | 41.6 | 1 | 673372545570
| FITTINGS METAL | LFP4511515 | ProPEX LF Brass Copper Press Adapter, 1½" PEX x 1½" Copper | 55.1 | 1 | 673372545587
| FITTINGS METAL | LFP4512020 | ProPEX LF Brass Copper Press Adapter, 2" PEX x 2" Copper | 116 | 1 | 673372545594
| FITTINGS METAL | LFP4512525 | ProPEX LF Brass Copper Press Adapter, 2½" PEX x 2½" Copper | 300 | 1 | 673372545600
| FITTINGS METAL | LFP4513030 | ProPEX LF Brass Copper Press Adapter, 3" PEX x 3" Copper | 385 | 1 | 673372545617
| FITTINGS METAL | LFP4515050 | ProPEX LF Brass Copper Press Adapter, ½" PEX x ½" Copper | 8.9 | 25 | 30673372545625
| FITTINGS METAL | LFP4517575 | ProPEX LF Brass Copper Press Adapter, ¾" PEX x ¾" Copper | 15.8 | 25 | 30673372545632
| FITTINGS METAL | LFR4811010 | ProPEX LF Brass Ball Valve (full port), 1" PEX x 1" PEX | 38.4 | 1 | 673372695886
| FITTINGS METAL | LFR4815050 | ProPEX LF Brass Ball Valve (full port), ½" PEX x ½" PEX | 13.9 | 10 | 30673372695894
| FITTINGS METAL | LFR4817575 | ProPEX LF Brass Ball Valve (full port), ¾" PEX x ¾" PEX | 22.5 | 10 | 30673372695900
| FITTINGS METAL | LFV2962020 | ProPEX LF Groove Fitting Adapter, 2" PEX LF Brass x 2" CTS Groove | 114 | 1 | 673372536271
| FITTINGS METAL | LFV2962525 | ProPEX LF Groove Fitting Adapter, 2½" PEX LF Brass x 2½" CTS Groove | 173 | 1 | 673372536295
| FITTINGS METAL | LFV2963030 | ProPEX LF Groove Fitting Adapter, 3" PEX LF Brass x 3" CTS Groove | 256 | 1 | 673372536301
| FITTINGS METAL | LFV2972020 | ProPEX LF Groove Fitting Adapter, 2" PEX LF Brass x 2" IPS Groove | 117 | 1 | 673372552479
| FITTINGS METAL | LFV2972525 | ProPEX LF Groove Fitting Adapter, 2½" PEX LF Brass x 2½" IPS Groove | 176 | 1 | 673372552509
| FITTINGS METAL | LFV2972530 | ProPEX LF Groove Fitting Adapter, 2½" PEX LF Brass x 3" IPS Groove | 218 | 1 | 673372552516
| FITTINGS METAL | LFV2973030 | ProPEX LF Groove Fitting Adapter, 3" PEX LF Brass x 3" IPS Groove | 256 | 1 | 673372552530
| MATS | M2306060000 | ½" Wirsbo hePEX Radiant Rollout Mat (6" o.c.), 5 loop | call for price | 1 | 673372336871
| MATS | M2309054000 | ½" Wirsbo hePEX Radiant Rollout Mat (9" o.c.), 3 loop | call for price | 1 | 673372337076
| MATS | M2312072000 | ½" Wirsbo hePEX Radiant Rollout Mat (12" o.c.), 3 loop | call for price | 1 | 673372337274
| MATS | M2406060000 | ⅝" Wirsbo hePEX Radiant Rollout Mat (6" o.c.), 5 loop | call for price | 1 | 673372337472
| MATS | M2409054000 | ⅝" Wirsbo hePEX Radiant Rollout Mat (9" o.c.), 3 loop | call for price | 1 | 673372337670
| MATS | M2412072000 | ⅝" Wirsbo hePEX Radiant Rollout Mat (12" o.c.), 3 loop | call for price | 1 | 673372337878
| MANIFOLDS PLASTIC | Q2087550 | ¾" EP Branch Multi-port Elbow, 8 outlets with mounting clips | 91.6 | 1 | 673372201247
| MANIFOLDS PLASTIC | Q2101000 | 1" EP Branch Multi-port Elbow, 10 outlets with mounting clips | 93.3 | 1 | 673372201049
| MANIFOLDS PLASTIC | Q2101051 | 1" EP Branch Multi-port Tee, 10 outlets with mounting clips | 98.1 | 1 | 673372202046
| MANIFOLDS PLASTIC | Q2121051 | 1" EP Branch Multi-port Tee, 12 outlets with mounting clips | 108 | 1 | 673372202053
| MANIFOLDS PLASTIC | Q2227557 | EP Flow-through Multi-port Tee, 2 outlets, ¾" x ¾" ProPEX | 13.15 | 10 | 30673372135123
| MANIFOLDS PLASTIC | Q2231057 | EP Flow-through Multi-port Tee, 3 outlets, 1" x ¾" ProPEX | 44.1 | 10 | 30673372314276
| MANIFOLDS PLASTIC | Q2231373 | EP Flow-through Multi-port Tee, 3 (¾") outlets, 1¼" x 1¼" ProPEX | 72.1 | 1 | 673372328678
| MANIFOLDS PLASTIC | Q2231375 | 1¼" EP Branch Multi-port Tee, 3 (¾") outlets | 72.1 | 1 | 673372328876
| MANIFOLDS PLASTIC | Q2232102 | EP Flow-through Multi-port Tee, 3 (1") outlets, 2" x 2" ProPEX | 268 | 1 | 673372317276
| MANIFOLDS PLASTIC | Q2235577 | EP Flow-through Multi-port Elbow, 3 outlets, ¾" x ¾" ProPEX | 49.1 | 10 | 30673372190856
| MANIFOLDS PLASTIC | Q2237550 | ¾" EP Branch Multi-port Tee, 3 outlets | 15.25 | 10 | 30673372188068
| MANIFOLDS PLASTIC | Q2237557 | EP Flow-through Multi-port Tee, 3 outlets, ¾" x ¾" ProPEX | 17.75 | 10 | 30673372135130
| MANIFOLDS PLASTIC | Q2237757 | EP Flow-through Multi-port Vertical Tee, 3 outlets, ¾" x ¾" x ¾" ProPEX | 55.6 | 10 | 30673372190863
| MANIFOLDS PLASTIC | Q2241050 | 1" EP Branch Multi-port Tee, 4 outlets | 49.8 | 10 | 30673372314672
| MANIFOLDS PLASTIC | Q2241051 | EP Flow-through Multi-port Tee, 4 outlets, 1" x 1" ProPEX | 47.7 | 10 | 30673372314474
| MANIFOLDS PLASTIC | Q2241057 | EP Flow-through Multi-port Tee, 4 outlets, 1" x ¾" ProPEX | 50.3 | 10 | 30673372135147
| MANIFOLDS PLASTIC | Q2245577 | EP Flow-through Multi-port Elbow, 4 outlets, ¾" x ¾" ProPEX | 48.5 | 10 | 30673372191044
| MANIFOLDS PLASTIC | Q2247550 | ¾" EP Branch Multi-port Tee, 4 outlets | 22.1 | 10 | 30673372135154
| MANIFOLDS PLASTIC | Q2247557 | EP Flow-through Multi-port Tee, 4 outlets, ¾" x ¾" ProPEX | 22.1 | 10 | 30673372119383
| MANIFOLDS PLASTIC | Q2247577 | EP Flow-through Multi-port Horizontal Tee, 4 outlets, ¾" x ¾" x ¾" ProPEX | 58.9 | 10 | 30673372191051
| MANIFOLDS PLASTIC | Q2247757 | EP Flow-through Multi-port Vertical Tee, 4 outlets, ¾" x ¾" x ¾" ProPEX | 58.9 | 10 | 30673372190849
| MANIFOLDS PLASTIC | Q2261050 | 1" EP Branch Multi-port Tee, 6 outlets | 63.8 | 10 | 30673372135161
| MANIFOLDS PLASTIC | Q2261051 | EP Flow-through Multi-port Tee, 6 outlets, 1" x 1" ProPEX | 65.9 | 10 | 30673372135178
| MANIFOLDS PLASTIC | Q2261057 | EP Flow-through Multi-port Tee, 6 outlets, 1" x ¾" ProPEX | 65.9 | 10 | 30673372135185
| MANIFOLDS PLASTIC | Q2267550 | ¾" EP Branch Multi-port Tee, 6 outlets | 25.9 | 10 | 30673372188044
| MANIFOLDS PLASTIC | Q2267557 | EP Flow-through Multi-port Tee, 6 outlets, ¾" x ¾" ProPEX | 26.6 | 10 | 30673372188051
| MANIFOLDS PLASTIC | Q2271051 | 1" EP Branch Multi-port Tee, 7 outlets with mounting clips | 82.8 | 1 | 673372299275
| MANIFOLDS PLASTIC | Q2277550 | ¾" EP Branch Multi-port Tee, 7 outlets with mounting clips | 85.3 | 1 | 673372201650
| MANIFOLDS PLASTIC | Q2281051 | 1" EP Branch Multi-port Tee, 8 outlets with mounting clips | 90.1 | 1 | 673372299282
| MANIFOLDS PLASTIC | Q2287550 | ¾" EP Branch Multi-port Tee, 8 outlets with mounting clips | 88.1 | 1 | 673372201643
| MANIFOLDS PLASTIC | Q2337550 | ¾" EP Branch Opposing-port Multi-port Tee, 3 outlets | 23 | 10 | 30673372202665
| MANIFOLDS PLASTIC | Q2337557 | EP Flow-through Opposing-port Multi-port Tee, 3 outlets, ¾" x ¾" ProPEX | 28.4 | 10 | 30673372202672
| MANIFOLDS PLASTIC | Q2347550 | ¾" EP Branch Opposing-port Multi-port Tee, 4 outlets | 38.4 | 10 | 30673372202245
| MANIFOLDS PLASTIC | Q2347557 | EP Flow-through Opposing-port Multi-port Tee, 4 outlets, ¾" x ¾" ProPEX | 38.6 | 10 | 30673372202443
| MANIFOLDS PLASTIC | Q2367557 | EP Flow-through Opposing-port Multi-port Tee, 6 outlets, ¾" x ¾" ProPEX | 58.8 | 10 | 30673372202641
| MANIFOLDS METAL | Q2811263 | 2" x 4' Copper Valved Manifold with ⅝" ProPEX Ball Valves, 12 outlets | 1620 | 1 | 673372133715
| MANIFOLDS METAL | Q2811275 | 2" x 4' Copper Valved Manifold with ¾" ProPEX Ball Valves, 12 outlets | 1680 | 1 | 673372133685
| MANIFOLDS METAL | Q2821275 | 2" x 4' Copper Valved Manifold with ¾" ProPEX Ball and Balancing Valves, 12 outlets | 2060 | 1 | 673372133876
| MANIFOLDS METAL | Q2831275 | 2" x 4' Copper Valveless Manifold with ¾" ProPEX, 12 outlets | 1060 | 1 | 673372158992
| FITTINGS METAL | Q4020375 | ⅜" ProPEX Fitting Assembly, R20 Thread | 17.1902 | 10 | 30673372119840
| FITTINGS METAL | Q4020500 | ½" ProPEX Fitting Assembly, R20 Thread | 14.63 | 10 | 30673372119857
| FITTINGS METAL | Q4020625 | ⅝" ProPEX Fitting Assembly, R20 Thread | 17.3992 | 10 | 30673372119864
| FITTINGS METAL | Q4020750 | ¾" ProPEX Fitting Assembly, R20 Thread | 28.424 | 10 | 30673372124462
New | FITTINGS METAL | Q4050625 | ⅝" ProPEX Fitting Assembly for Commercial Manifold, R25 thread | 26.1 | 10 | 30673372752474
New | FITTINGS METAL | Q4050750 | ¾" ProPEX Fitting Assembly for Commercial Manifold, R25 thread | 30.33 | 10 | 30673372752481
New | FITTINGS METAL | Q4051000 | 1" ProPEX Fitting Assembly for Commercial Manifold, R25 thread | 47.91 | 10 | 30673372752498
| FITTINGS METAL | Q4143210 | ProPEX Manifold Straight Adapter, R32 x 1" ProPEX | 46.398 | 10 | 30673372119895
| FITTINGS METAL | Q4143213 | ProPEX Manifold Straight Adapter, R32 x 1¼" ProPEX | 51.9365 | 10 | 30673372309074
| FITTINGS METAL | Q4143215 | ProPEX Manifold Straight Adapter, R32 x 1½" ProPEX | 54.758 | 10 | 30673372309081
| FITTINGS METAL | Q4143275 | ProPEX Manifold Straight Adapter, R32 x ¾" ProPEX | 49.951 | 10 | 30673372138759
| FITTINGS METAL | Q4153210 | ProPEX Manifold Elbow Adapter, R32 x 1" ProPEX | 61.655 | 10 | 30673372129191
| FITTINGS METAL | Q4153215 | ProPEX Manifold Elbow Adapter, R32 x 1½" ProPEX | 76.8075 | 10 | 30673372309470
| FITTINGS METAL | Q4153275 | ProPEX Manifold Elbow Adapter, R32 x ¾" ProPEX | 62.5955 | 10 | 30673372129252
| FITTINGS PLASTIC | Q4350500 | ProPEX EP Plug for ½" PEX | 2.23 | 25 | 30673372119963
| FITTINGS PLASTIC | Q4350750 | ProPEX EP Plug for ¾" PEX | 3.45 | 25 | 30673372119970
| FITTINGS PLASTIC | Q4351000 | ProPEX EP Plug for 1" PEX | 4.58 | 10 | 30673372119987
| FITTINGS PLASTIC | Q4351250 | ProPEX EP Plug for 1¼" PEX | 21.55 | 1 | 673372198042
| FITTINGS PLASTIC | Q4351500 | ProPEX EP Plug for 1½" PEX | 33.5 | 1 | 673372198059
| FITTINGS PLASTIC | Q4352000 | ProPEX EP Plug for 2" PEX | 37.8 | 1 | 673372198066
| FITTINGS PLASTIC | Q4360500 | ProPEX EP Swivel Faucet Adapter, ½" PEX x ½" NPSM | 5.5 | 25 | 30673372120006
| FITTINGS METAL | Q4375075 | ProPEX Baseboard Elbow, ½" PEX x ¾" Copper Fitting Adapter | 13.3237 | 10 | 30673372138261
| FITTINGS METAL | Q4376375 | ProPEX Baseboard Elbow, ⅝" PEX x ¾" Copper Fitting Adapter | 14.1597 | 10 | 30673372138230
| FITTINGS METAL | Q4377575 | ProPEX Baseboard Elbow, ¾" PEX x ¾" Copper Fitting Adapter | 15.1002 | 10 | 30673372138223
| FITTINGS METAL | Q4385075 | ProPEX Baseboard Elbow, ½" PEX x ¾" Copper Adapter | 13.3237 | 10 | 30673372120013
| FITTINGS METAL | Q4386375 | ProPEX Baseboard Elbow, ⅝" PEX x ¾" Copper Adapter | 14.1597 | 10 | 30673372120020
| FITTINGS METAL | Q4387575 | ProPEX Baseboard Elbow, ¾" PEX x ¾" Copper Adapter | 15.1002 | 10 | 30673372138254
| FITTINGS METAL | Q4506350 | ProPEX Brass Fitting Adapter, ⅝" PEX x ½" Copper | 8.7257 | 10 | 30673372120167
| FITTINGS METAL | Q4506375 | ProPEX Brass Fitting Adapter, ⅝" PEX x ¾" Copper | 7.942 | 10 | 30673372120174
| FITTINGS METAL | Q4516350 | ProPEX Brass Sweat Adapter, ⅝" PEX x ½" Copper | 12.1742 | 10 | 30673372120273
| FITTINGS METAL | Q4516375 | ProPEX Brass Sweat Adapter, ⅝" PEX x ¾" Copper | 9.3005 | 10 | 30673372120280
| FITTINGS METAL | Q4526375 | ProPEX Brass Male Threaded Adapter, ⅝" PEX x ¾" NPT | 13.9507 | 10 | 30673372120396
| FITTINGS METAL | Q4536363 | ProPEX Brass Plug for ⅝" PEX | 14.9435 | 10 | 30673372120457
| FITTINGS METAL | Q4546363 | ProPEX Brass Coupling, ⅝" PEX x ⅝" PEX | 9.3527 | 10 | 30673372120549
| FITTINGS METAL | Q4576375 | ProPEX Brass Female Threaded Adapter, ⅝" PEX x ¾" NPT | 13.2192 | 10 | 30673372107892
| FITTINGS PLASTIC | Q4621010 | ProPEX EP Male Threaded Adapter, 1" PEX x 1" NPT | 12.1 | 10 | 30673372693678
| FITTINGS PLASTIC | Q4625050 | ProPEX EP Male Threaded Adapter, ½" PEX x ½" NPT | 3.46 | 25 | 30673372693685
| FITTINGS PLASTIC | Q4627575 | ProPEX EP Male Threaded Adapter, ¾" PEX x ¾" NPT | 5.55 | 25 | 30673372693692
| RINGS | Q4690302 | ProPEX Ring, ⅜" | 0.38 | 50 | 30673372120761
| RINGS | Q4690512 | ProPEX Ring with Stop, ½" | 0.43 | 50 | 30673372210530
| RINGS | Q4690625 | ProPEX Ring with Stop, ⅝" | 0.69 | 50 | 30673372315471
| RINGS | Q4690756 | ProPEX Ring with Stop, ¾" | 0.85 | 50 | 30673372223134
| RINGS | Q4691000 | ProPEX Ring with Stop, 1" | 1.8 | 50 | 30673372268876
| RINGS | Q4691250 | ProPEX Ring with Stop, 1¼" | 1.98 | 10 | 30673372269286
| RINGS | Q4691500 | ProPEX Ring with Stop, 1½" | 2.62 | 5 | 30673372269279
| RINGS | Q4692000 | ProPEX Ring with Stop, 2" | 5.25 | 10 | 30673372269156
| RINGS | Q4692500 | ProPEX Ring with Stop, 2½" | 6.95 | 5 | 30673372452312
| RINGS | Q4693000 | ProPEX Ring with Stop, 3" | 11.4 | 5 | 30673372452893
| FITTINGS METAL | Q4710625 | ProPEX Brass Elbow, ⅝" PEX x ⅝" PEX | 14.9435 | 25 | 30673372164864
| FITTINGS PLASTIC | Q4751010 | ProPEX EP Tee, 1" PEX x 1" PEX x 1" PEX | 10.25 | 10 | 30673372120976
| FITTINGS PLASTIC | Q4751113 | ProPEX EP Reducing Tee, 1" PEX x 1" PEX x 1¼" PEX | 40.2 | 1 | 673372656887
| FITTINGS PLASTIC | Q4751150 | ProPEX EP Reducing Tee, 1" PEX x 1" PEX x ½" PEX | 9.4 | 10 | 30673372120983
| FITTINGS PLASTIC | Q4751175 | ProPEX EP Reducing Tee, 1" PEX x 1" PEX x ¾" PEX | 10.35 | 10 | 30673372120990
| FITTINGS PLASTIC | Q4751311 | ProPEX EP Reducing Tee, 1¼" PEX x 1" PEX x 1" PEX | 20.3 | 1 | 673372129589
| FITTINGS PLASTIC | Q4751313 | ProPEX EP Tee, 1¼" PEX x 1¼" PEX x 1¼" PEX | 22.9 | 1 | 673372129565
| FITTINGS PLASTIC | Q4751317 | ProPEX EP Reducing Tee, 1¼" PEX x 1" PEX x ¾" PEX | 17.3 | 1 | 673372129664
| FITTINGS PLASTIC | Q4751331 | ProPEX EP Reducing Tee, 1¼" PEX x 1¼" PEX x 1" PEX | 20.95 | 1 | 673372129541
| FITTINGS PLASTIC | Q4751337 | ProPEX EP Reducing Tee, 1¼" PEX x 1¼" PEX x ¾" PEX | 20.5 | 1 | 673372129527
| FITTINGS PLASTIC | Q4751350 | ProPEX EP Reducing Tee, 1¼" PEX x 1¼" PEX x ½" PEX | 16.1 | 1 | 673372313674
| FITTINGS PLASTIC | Q4751371 | ProPEX EP Reducing Tee, 1¼" PEX x ¾" PEX x 1" PEX | 30.7 | 1 | 673372656894
| FITTINGS PLASTIC | Q4751373 | ProPEX EP Reducing Tee, 1¼" PEX x ¾" PEX x 1¼" PEX | 35.3 | 1 | 673372656900
| FITTINGS PLASTIC | Q4751377 | ProPEX EP Reducing Tee, 1¼" PEX x ¾" PEX x ¾" PEX | 27.4 | 1 | 673372656917
| FITTINGS PLASTIC | Q4751501 | ProPEX EP Reducing Tee, 1" PEX x ½" PEX x 1" PEX | 17.55 | 10 | 30673372656925
| FITTINGS PLASTIC | Q4751505 | ProPEX EP Reducing Tee, 1½" PEX x 1" PEX x 1½" PEX | 27.1 | 1 | 673372314084
| FITTINGS PLASTIC | Q4751511 | ProPEX EP Reducing Tee, 1½" PEX x 1" PEX x 1" PEX | 25.4 | 1 | 673372129503
| FITTINGS PLASTIC | Q4751515 | ProPEX EP Tee, 1½" PEX x 1½" PEX x 1½" PEX | 32 | 1 | 673372129466
| FITTINGS PLASTIC | Q4751517 | ProPEX EP Reducing Tee, 1½" PEX x 1" PEX x ¾" PEX | 25.4 | 1 | 673372129640
| FITTINGS PLASTIC | Q4751531 | ProPEX EP Reducing Tee, 1½" PEX x 1¼" PEX x 1" PEX | 30 | 1 | 673372233668
| FITTINGS PLASTIC | Q4751533 | ProPEX EP Reducing Tee, 1½" PEX x 1¼" PEX x 1¼" PEX | 32.1 | 1 | 673372233675
| FITTINGS PLASTIC | Q4751537 | ProPEX EP Reducing Tee, 1½" PEX x 1¼" PEX x ¾" PEX | 29.1 | 1 | 673372233682
| FITTINGS PLASTIC | Q4751550 | ProPEX EP Reducing Tee, 1½" PEX x 1½" PEX x ½" PEX | 23.1 | 1 | 673372313681
| FITTINGS PLASTIC | Q4751551 | ProPEX EP Reducing Tee, 1½" PEX x 1½" PEX x 1" PEX | 28.1 | 1 | 673372129480
| FITTINGS PLASTIC | Q4751553 | ProPEX EP Reducing Tee, 1½" PEX x 1½" PEX x 1¼" PEX | 28.9 | 1 | 673372129442
| FITTINGS PLASTIC | Q4751557 | ProPEX EP Reducing Tee, 1½" PEX x 1½" PEX x ¾" PEX | 27.3 | 1 | 673372129428
| FITTINGS PLASTIC | Q4751575 | ProPEX EP Reducing Tee, 1½" PEX x ¾" PEX x 1½" PEX | 35.3 | 1 | 673372656931
| FITTINGS PLASTIC | Q4751577 | ProPEX EP Reducing Tee, 1½" PEX x ¾" PEX x ¾" PEX | 35.5 | 1 | 673372656948
| FITTINGS PLASTIC | Q4751750 | ProPEX EP Reducing Tee, 1" PEX x ¾" PEX x ½" PEX | 10.95 | 10 | 30673372656871
| FITTINGS PLASTIC | Q4751751 | ProPEX EP Reducing Tee, 1" PEX x ¾" PEX x 1" PEX | 12.35 | 10 | 30673372121003
| FITTINGS PLASTIC | Q4751753 | ProPEX EP Reducing Tee, 1" PEX x ¾" PEX x 1¼" PEX | 33.3 | 1 | 673372656955
| FITTINGS PLASTIC | Q4751775 | ProPEX EP Reducing Tee, 1" PEX x ¾" PEX x ¾" PEX | 10 | 10 | 30673372121010
| FITTINGS PLASTIC | Q4752000 | ProPEX EP Tee, 2" PEX x 2" PEX x 2" PEX | 103 | 1 | 673372217699
| FITTINGS PLASTIC | Q4752051 | ProPEX EP Reducing Tee, 2" PEX x 1½" PEX x 1" PEX | 79.2 | 1 | 673372217668
| FITTINGS PLASTIC | Q4752053 | ProPEX EP Reducing Tee, 2" PEX x 1½" PEX x 1¼" PEX | 98 | 1 | 673372233262
| FITTINGS PLASTIC | Q4752055 | ProPEX EP Reducing Tee, 2" PEX x 1½" PEX x 1½" PEX | 98.6 | 1 | 673372233279
| FITTINGS PLASTIC | Q4752110 | ProPEX EP Reducing Tee, 2" PEX x 1" PEX x 1" PEX | 78 | 1 | 673372656962
| FITTINGS PLASTIC | Q4752152 | ProPEX EP Reducing Tee, 2" PEX x 1½" PEX x 2" PEX | 97.6 | 1 | 673372314077
| FITTINGS PLASTIC | Q4752210 | ProPEX EP Reducing Tee, 2" PEX x 2" PEX x 1" PEX | 85 | 1 | 673372217729
| FITTINGS PLASTIC | Q4752213 | ProPEX EP Reducing Tee, 2" x 2" x 1¼" | 89.2 | 1 | 673372233286
| FITTINGS PLASTIC | Q4752215 | ProPEX EP Reducing Tee, 2" PEX x 2" PEX x 1½" PEX | 99.8 | 1 | 673372217712
| FITTINGS PLASTIC | Q4752250 | ProPEX EP Reducing Tee, 2" PEX x 2" PEX x ½" PEX | 85.9 | 1 | 673372313872
| FITTINGS PLASTIC | Q4752275 | ProPEX EP Reducing Tee, 2" PEX x 2" PEX x ¾" PEX | 86.7 | 1 | 673372217705
| FITTINGS PLASTIC | Q4752500 | ProPEX EP Tee, 2½" PEX x 2½" PEX x 2½" PEX | 171 | 1 | 673372454728
| FITTINGS PLASTIC | Q4752510 | ProPEX EP Reducing Tee, 2½" PEX x 2½" PEX x 1" PEX | 140 | 1 | 673372454681
| FITTINGS PLASTIC | Q4752513 | ProPEX EP Reducing Tee, 2½" PEX x 2½" PEX x 1¼" PEX | 151 | 1 | 673372454698
| FITTINGS PLASTIC | Q4752515 | ProPEX EP Reducing Tee, 2½" PEX x 2½" PEX x 1½" PEX | 151 | 1 | 673372454704
| FITTINGS PLASTIC | Q4752520 | ProPEX EP Reducing Tee, 2½" PEX x 2½" PEX x 2" PEX | 151 | 1 | 673372454711
| FITTINGS PLASTIC | Q4752522 | ProPEX EP Reducing Tee, 2½" PEX x 2" PEX x 2" PEX | 151 | 1 | 673372453080
| FITTINGS PLASTIC | Q4752525 | ProPEX EP Reducing Tee, 2½" PEX x 2" PEX x 1½" PEX | 151 | 1 | 673372453073
| FITTINGS PLASTIC | Q4752557 | ProPEX EP Reducing Tee, 2½" PEX x 2½" PEX x ¾" PEX | 122 | 1 | 673372454674
| FITTINGS PLASTIC | Q4752575 | ProPEX EP Reducing Tee, 2" PEX x 1½" PEX x ¾" PEX | 90.9 | 1 | 673372233293
| FITTINGS PLASTIC | Q4753000 | ProPEX EP Tee, 3" PEX x 3" PEX x 3" PEX | 278 | 1 | 673372454827
| FITTINGS PLASTIC | Q4753215 | ProPEX EP Reducing Tee, 3" PEX x 2½" PEX x 1½" PEX | 203 | 1 | 673372454742
| FITTINGS PLASTIC | Q4753220 | ProPEX EP Reducing Tee, 3" PEX x 2" PEX x 2" PEX | 207 | 1 | 673372454735
| FITTINGS PLASTIC | Q4753252 | ProPEX EP Reducing Tee, 3" PEX x 2½" PEX x 2" PEX | 232 | 1 | 673372454759
| FITTINGS PLASTIC | Q4753310 | ProPEX EP Reducing Tee, 3" PEX x 3" PEX x 1" PEX | 174 | 1 | 673372454773
| FITTINGS PLASTIC | Q4753313 | ProPEX EP Reducing Tee, 3" PEX x 3" PEX x 1¼" PEX | 185 | 1 | 673372454780
| FITTINGS PLASTIC | Q4753315 | ProPEX EP Reducing Tee, 3" PEX x 3" PEX x 1½" PEX | 197 | 1 | 673372454797
| FITTINGS PLASTIC | Q4753320 | ProPEX EP Reducing Tee, 3" PEX x 3" PEX x 2" PEX | 232 | 1 | 673372454803
| FITTINGS PLASTIC | Q4753325 | ProPEX EP Reducing Tee, 3" PEX x 3" PEX x 2½" PEX | 254 | 1 | 673372454810
| FITTINGS PLASTIC | Q4753375 | ProPEX EP Reducing Tee, 3" PEX x 3" PEX x ¾" PEX | 174 | 1 | 673372454766
| FITTINGS PLASTIC | Q4755050 | ProPEX EP Tee, ½" PEX x ½" PEX x ½" PEX | 3.51 | 25 | 30673372121027
| FITTINGS PLASTIC | Q4755575 | ProPEX EP Reducing Tee, ½" PEX x ½" PEX x ¾" PEX | 11.15 | 25 | 30673372188860
| FITTINGS PLASTIC | Q4757550 | ProPEX EP Reducing Tee, ¾" PEX x ¾" PEX x ½" PEX | 4.58 | 25 | 30673372121034
| FITTINGS PLASTIC | Q4757555 | ProPEX EP Reducing Tee, ¾" PEX x ½" PEX x ½" PEX | 5.45 | 25 | 30673372121041
| FITTINGS PLASTIC | Q4757557 | ProPEX EP Reducing Tee, ¾" PEX x ½" PEX x ¾" PEX | 5.65 | 25 | 30673372121058
| FITTINGS PLASTIC | Q4757563 | ProPEX EP Reducing Tee, ¾" PEX x ¾" PEX x ⅝" PEX | 10.15 | 10 | 30673372264076
| FITTINGS PLASTIC | Q4757575 | ProPEX EP Tee, ¾" PEX x ¾" PEX x ¾" PEX | 5.65 | 25 | 30673372121065
| FITTINGS PLASTIC | Q4757710 | ProPEX EP Reducing Tee, ¾" PEX x ¾" PEX x 1" PEX | 16.65 | 10 | 30673372188877
| FITTINGS PLASTIC | Q4760500 | ProPEX EP Elbow, ½" PEX x ½" PEX | 3.46 | 25 | 30673372121072
| FITTINGS PLASTIC | Q4760750 | ProPEX EP Elbow, ¾" PEX x ¾" PEX | 4.36 | 25 | 30673372121089
| FITTINGS PLASTIC | Q4761000 | ProPEX EP Elbow, 1" PEX x 1" PEX | 9.1 | 10 | 30673372121096
New | FITTINGS PLASTIC | Q4761010 | ProPEX EP 45 Elbow, 1" PEX x 1" PEX | 13.35 | 10 | 30673372751477
| FITTINGS PLASTIC | Q4761250 | ProPEX EP Elbow, 1¼" PEX x 1¼" PEX | 19.2 | 1 | 673372142007
New | FITTINGS PLASTIC | Q4761313 | ProPEX EP 45 Elbow, 1¼" PEX x 1¼" PEX | 21 | 1 | 673372751483
| FITTINGS PLASTIC | Q4761500 | ProPEX EP Elbow, 1½" PEX x 1½" PEX | 25.5 | 1 | 673372142014
| FITTINGS PLASTIC | Q4761515 | ProPEX EP 45 Elbow, 1½" PEX x 1½" PEX | 23.3 | 1 | 673372313278
| FITTINGS PLASTIC | Q4762000 | ProPEX EP Elbow, 2" PEX x 2" PEX | 83.6 | 1 | 673372217682
| FITTINGS PLASTIC | Q4762020 | ProPEX EP 45 Elbow, 2" PEX x 2" PEX | 83.6 | 1 | 673372313476
| FITTINGS PLASTIC | Q4762500 | ProPEX EP Elbow, 2½" PEX x 2½" PEX | 134 | 1 | 673372454834
| FITTINGS PLASTIC | Q4762525 | ProPEX EP 45 Elbow, 2½" PEX x 2½" PEX | 134 | 1 | 673372454858
| FITTINGS PLASTIC | Q4763000 | ProPEX EP Elbow, 3" PEX x 3" PEX | 197 | 1 | 673372454841
| FITTINGS PLASTIC | Q4763030 | ProPEX EP 45 Elbow, 3" PEX x 3" PEX | 197 | 1 | 673372454865
| FITTINGS PLASTIC | Q4771010 | ProPEX EP Coupling, 1" PEX x 1" PEX | 4.96 | 10 | 30673372121102
| FITTINGS PLASTIC | Q4771307 | ProPEX EP Coupling, 1¼" PEX x ¾" PEX | 10.8 | 1 | 673372233866
| FITTINGS PLASTIC | Q4771310 | ProPEX EP Coupling, 1¼" PEX x 1" PEX | 11.3 | 1 | 673372234061
| FITTINGS PLASTIC | Q4771313 | ProPEX EP Coupling, 1¼" PEX x 1¼" PEX | 12.75 | 1 | 673372234078
| FITTINGS PLASTIC | Q4771507 | ProPEX EP Coupling, 1½" PEX x ¾" PEX | 13.55 | 1 | 673372234085
| FITTINGS PLASTIC | Q4771510 | ProPEX EP Coupling, 1½" PEX x 1" PEX | 13.9 | 1 | 673372234092
| FITTINGS PLASTIC | Q4771513 | ProPEX EP Coupling, 1½" PEX x 1¼" PEX | 14.05 | 1 | 673372234108
| FITTINGS PLASTIC | Q4771515 | ProPEX EP Coupling, 1½" PEX x 1½" PEX | 14.3 | 1 | 673372234269
| FITTINGS PLASTIC | Q4772015 | ProPEX EP Coupling, 2" PEX x 1½" PEX | 46.4 | 1 | 673372233309
| FITTINGS PLASTIC | Q4772020 | ProPEX EP Coupling, 2" PEX x 2" PEX | 59.3 | 1 | 673372217675
| FITTINGS PLASTIC | Q4772513 | ProPEX EP Coupling, 2½" PEX x 1¼" PEX | 91.2 | 1 | 673372454872
| FITTINGS PLASTIC | Q4772515 | ProPEX EP Coupling, 2½" PEX x 1½" PEX | 93.8 | 1 | 673372454889
| FITTINGS PLASTIC | Q4772520 | ProPEX EP Coupling, 2½" PEX x 2" PEX | 95.6 | 1 | 673372454896
| FITTINGS PLASTIC | Q4772525 | ProPEX EP Coupling, 2½" PEX x 2½" PEX | 96.4 | 1 | 673372454902
| FITTINGS PLASTIC | Q4773020 | ProPEX EP Coupling, 3" PEX x 2" PEX | 117 | 1 | 673372454919
| FITTINGS PLASTIC | Q4773025 | ProPEX EP Coupling, 3" PEX x 2½" PEX | 119 | 1 | 673372454926
| FITTINGS PLASTIC | Q4773030 | ProPEX EP Coupling, 3" PEX x 3" PEX | 126 | 1 | 673372454933
| FITTINGS PLASTIC | Q4773838 | ProPEX EP Coupling, ⅜" PEX x ⅜" PEX | 2.65 | 25 | 30673372121119
| FITTINGS PLASTIC | Q4775050 | ProPEX EP Coupling, ½" PEX x ½" PEX | 2.81 | 25 | 30673372121126
| FITTINGS PLASTIC | Q4775075 | ProPEX EP Coupling, ½" PEX x ¾" PEX | 5.9 | 25 | 30673372188846
| FITTINGS PLASTIC | Q4776363 | ProPEX EP Coupling, ⅝" PEX X ⅝" PEX | 6.05 | 10 | 30673372128255
| FITTINGS PLASTIC | Q4777510 | ProPEX EP Coupling, ¾" PEX x 1" PEX | 7.65 | 25 | 30673372188853
| FITTINGS PLASTIC | Q4777575 | ProPEX EP Coupling, ¾" PEX x ¾" PEX | 3.34 | 25 | 30673372121133
| MANIFOLDS PLASTIC | Q4801075 | ProPEX EP Opposing-port Tee 1" x 1" x ¾" x ¾" | 29.4 | 1 | 673372534673
| MANIFOLDS PLASTIC | Q4801375 | ProPEX EP Opposing-port Tee 1¼" x 1¼" x ¾" x ¾" | 36.2 | 1 | 673372534680
| MANIFOLDS PLASTIC | Q4801575 | ProPEX EP Opposing-port Tee 1½" x 1½" x ¾" x ¾" | 60.6 | 1 | 673372534697
| MANIFOLDS PLASTIC | Q4802075 | ProPEX EP Opposing-port Tee 2" x 2" x ¾" x ¾" | 94.4 | 1 | 673372534703
| FITTINGS METAL | Q5501010 | ProPEX Brass Fitting Adapter, 1" PEX x 1" Copper | 13.1147 | 10 | 30673372530386
| FITTINGS METAL | Q5501313 | ProPEX Brass Fitting Adapter, 1¼" PEX x 1¼" Copper | 29.1555 | 1 | 673372530392
| FITTINGS METAL | Q5501515 | ProPEX Brass Fitting Adapter, 1½" PEX x 1½" Copper | 47.861 | 1 | 673372530408
| FITTINGS METAL | Q5505050 | ProPEX Brass Fitting Adapter, ½" PEX x ½" Copper | 3.1872 | 25 | 30673372530348
| FITTINGS METAL | Q5507510 | ProPEX Brass Fitting Adapter, ¾" PEX x 1" Copper | 14.0552 | 10 | 30673372530379
| FITTINGS METAL | Q5507550 | ProPEX Brass Fitting Adapter, ¾" PEX x ½" Copper | 12.958 | 25 | 30673372530355
| FITTINGS METAL | Q5507575 | ProPEX Brass Fitting Adapter, ¾" PEX x ¾" Copper | 6.9493 | 25 | 30673372530362
| FITTINGS METAL | Q5511010 | ProPEX Brass Sweat Adapter, 1" PEX x 1" Copper | 12.0697 | 10 | 30673372530300
| FITTINGS METAL | Q5511313 | ProPEX Brass Sweat Adapter, 1¼" PEX x 1¼" Copper | 32.9175 | 1 | 673372530316
| FITTINGS METAL | Q5511515 | ProPEX Brass Sweat Adapter, 1½" PEX x 1½" Copper | 50.369 | 1 | 673372530323
| FITTINGS METAL | Q5512020 | ProPEX Brass Sweat Adapter, 2" PEX x 2" Copper | 138.985 | 1 | 673372530330
| FITTINGS METAL | Q5515050 | ProPEX Brass Sweat Adapter, ½" PEX x ½" Copper | 3.2499 | 25 | 30673372529960
| FITTINGS METAL | Q5517510 | ProPEX Brass Sweat Adapter, ¾" PEX x 1" Copper | 14.5777 | 10 | 30673372530294
| FITTINGS METAL | Q5517550 | ProPEX Brass Sweat Adapter, ¾" PEX x ½" Copper | 11.913 | 25 | 30673372530270
| FITTINGS METAL | Q5517575 | ProPEX Brass Sweat Adapter, ¾" PEX x ¾" Copper | 7.2627 | 25 | 30673372530287
| FITTINGS METAL | Q5521010 | ProPEX Brass Male Threaded Adapter, 1" PEX x 1" NPT | 18.0785 | 10 | 30673372529670
| FITTINGS METAL | Q5521075 | ProPEX Brass Male Threaded Adapter, 1" PEX x ¾" NPT | 18.1307 | 10 | 30673372529519
| FITTINGS METAL | Q5521313 | ProPEX Brass Male Threaded Adapter, 1¼" PEX x 1¼" NPT | 40.2325 | 1 | 673372529686
| FITTINGS METAL | Q5521515 | ProPEX Brass Male Threaded Adapter, 1½" PEX x 1½" NPT | 56.1165 | 1 | 673372529877
| FITTINGS METAL | Q5522020 | ProPEX Brass Male Threaded Adapter, 2" PEX x 2" NPT | 146.3 | 1 | 673372529884
| FITTINGS METAL | Q5525050 | ProPEX Brass Male Threaded Adapter, ½" PEX x ½" NPT | 4.8488 | 25 | 30673372529489
| FITTINGS METAL | Q5527510 | ProPEX Brass Male Threaded Adapter, ¾" PEX x 1" NPT | 18.9667 | 10 | 30673372529502
| FITTINGS METAL | Q5527550 | ProPEX Brass Male Threaded Adapter, ¾" PEX x ½" NPT | 12.6967 | 25 | 30673372740075
| FITTINGS METAL | Q5527575 | ProPEX Brass Male Threaded Adapter, ¾" PEX x ¾" NPT | 8.8302 | 25 | 30673372529496
| FITTINGS METAL | Q5571010 | ProPEX Brass Female Threaded Adapter, 1" PEX x 1" NPT | 23.3558 | 10 | 30673372529922
| FITTINGS METAL | Q5571313 | ProPEX Brass Female Threaded Adapter, 1¼" PEX x 1¼" NPT | 43.054 | 1 | 673372529938
| FITTINGS METAL | Q5571515 | ProPEX Brass Female Threaded Adapter, 1½" PEX x 1½" NPT | 91.8555 | 1 | 673372529945
| FITTINGS METAL | Q5572020 | ProPEX Brass Female Threaded Adapter, 2" PEX x 2" NPT | 178.695 | 1 | 673372529952
| FITTINGS METAL | Q5575050 | ProPEX Brass Female Threaded Adapter, ½" PEX x ½" NPT | 9.7185 | 25 | 30673372529892
| FITTINGS METAL | Q5577510 | ProPEX Brass Female Threaded Adapter, ¾" PEX x 1" NPT | 34.485 | 10 | 30673372529915
| FITTINGS METAL | Q5577575 | ProPEX Brass Female Threaded Adapter, ¾" PEX x ¾" NPT | 10.868 | 25 | 30673372529908
| FITTINGS METAL | Q5806375 | ProPEX Ball Valve, ⅝" PEX x ¾" Copper Adapter | 46.398 | 10 | 30673372145498
| FITTINGS METAL | Q5807575 | ProPEX Ball Valve, ¾" PEX x ¾" Copper Adapter | 49.6375 | 10 | 30673372145504
| FITTINGS METAL | Q5906375 | ProPEX Ball and Balancing Valve, ⅝" PEX x ¾" Copper Adapter | 88.3025 | 10 | 30673372145481
| FITTINGS METAL | Q5907575 | ProPEX Ball and Balancing Valve, ¾" PEX x ¾" Copper Adapter | 92.2735 | 10 | 30673372145559
| OTHER COMPONENTS | Q70640HW | Concealed Flat Cover Plate for HSW, White, (HSW style only) | 53.4 | 5 | 30673372287075
| OTHER COMPONENTS | Q70749WH | Concealed Flat Cover Plate for 162F LF RC-RES Sprinkler, White, 3¼" | 33.1 | 100 | 30673372518070
| OTHER COMPONENTS | Q71850LW | Two-piece Recessed Escutcheon for LF Recessed Pendent and LF Recessed HSW, White | 11.45 | 5 | 30673372287273
| OTHER COMPONENTS | Q7400500 | Plastic Tubing Clip, ½", 100/pkg. | 66.1 | 1 | 673372127653
| MOUNTING PARTS | Q7410510 | PEX-a Pipe Support Strapping for ½", ¾" and 1" PEX | 1.51 | 100 | 30673372423077
| MOUNTING PARTS | Q7411220 | PEX-a Pipe Support Strapping for 1¼", 1½" and 2" PEX | 2.58 | 100 | 30673372423275
| OTHER COMPONENTS | Q7412540 | PEX-a Pipe Support Strapping for 2½", 3", 3½" PEX | 4.16 | 100 | 30673372462076
| TOOLS | Q7500400 | Sprinkler Wrench, LF Recessed Pendent | 306 | 1 | 673372262903
| TOOLS | Q7500410 | Sprinkler Wrench, LF Recessed Horizontal Sidewall | 345 | 1 | 673372286671
| TOOLS | Q7500700 | Sprinkler Socket for LF RC-RES Sprinklers, LF74970FC and LF74971FW | 287 | 1 | 673372326070
| FITTINGS METAL | Q8521010 | ProPEX Stainless-steel Male Threaded Adapter, 1" PEX x 1" NPT | 86.3 | 10 | 30673372124899
| FITTINGS METAL | Q8525050 | ProPEX Stainless-steel Male Threaded Adapter, ½" PEX x ½" NPT | 38.7 | 25 | 30673372124905
| FITTINGS METAL | Q8527575 | ProPEX Stainless-steel Male Threaded Adapter, ¾" PEX x ¾" NPT | 57.8 | 25 | 30673372124912
New | FITTINGS PLASTIC | TF4235050 | TotalFit Drop Ear Elbow, ½" x ½" FNPT | call for price | 20 | 30673372736672
New | FITTINGS PLASTIC | TF4237575 | TotalFit Drop Ear Elbow, ¾" x ¾" FNPT | call for price | 12 | 30673372736689
New | FITTINGS PLASTIC | TF4350500 | TotalFit Plug, ½" | call for price | 50 | 30673372736696
New | FITTINGS PLASTIC | TF4350750 | TotalFit Plug, ¾" | call for price | 30 | 30673372736702
New | FITTINGS PLASTIC | TF4351000 | TotalFit Plug, 1" | call for price | 25 | 30673372736719
New | FITTINGS PLASTIC | TF4521010 | TotalFit Male Threaded Adapter, 1" x 1" NPT | call for price | 15 | 30673372736726
New | FITTINGS PLASTIC | TF4525050 | TotalFit Male Threaded Adapter, ½" x ½" NPT | call for price | 35 | 30673372736733
New | FITTINGS PLASTIC | TF4525075 | TotalFit Male Threaded Adapter, ½" x ¾" NPT | call for price | 30 | 30673372736740
New | FITTINGS PLASTIC | TF4527510 | TotalFit Male Threaded Adapter, ¾" x 1" NPT | call for price | 20 | 30673372736757
New | FITTINGS PLASTIC | TF4527575 | TotalFit Male Threaded Adapter, ¾" x ¾" NPT | call for price | 25 | 30673372736764
New | FITTINGS PLASTIC | TF4571010 | TotalFit Female Threaded Adapter, 1" x 1" NPT | call for price | 15 | 30673372736771
New | FITTINGS PLASTIC | TF4575050 | TotalFit Female Threaded Adapter, ½" x ½" NPT | call for price | 30 | 30673372736788
New | FITTINGS PLASTIC | TF4575075 | TotalFit Female Threaded Adapter, ½" x ¾" NPT | call for price | 25 | 30673372736795
New | FITTINGS PLASTIC | TF4577510 | TotalFit Female Threaded Adapter, ¾" x 1" NPT | call for price | 18 | 30673372736801
New | FITTINGS PLASTIC | TF4577575 | TotalFit Female Threaded Adapter, ¾" x ¾" NPT | call for price | 20 | 30673372736818
New | FITTINGS PLASTIC | TF4751010 | TotalFit Tee, 1" x 1" x 1" | call for price | 8 | 30673372736825
New | FITTINGS PLASTIC | TF4751150 | TotalFit Reducing Tee, 1" x 1" x ½" | call for price | 10 | 30673372736832
New | FITTINGS PLASTIC | TF4751175 | TotalFit Reducing Tee, 1" x 1" x ¾" | call for price | 10 | 30673372736849
New | FITTINGS PLASTIC | TF4755050 | TotalFit Tee, ½" x ½" x ½" | call for price | 20 | 30673372736856
New | FITTINGS PLASTIC | TF4757550 | TotalFit Reducing Tee, ¾" x ¾" x ½" | call for price | 14 | 30673372736863
New | FITTINGS PLASTIC | TF4757555 | TotalFit Reducing Tee, ¾" x ½" x ½" | call for price | 15 | 30673372736870
New | FITTINGS PLASTIC | TF4757575 | TotalFit Tee, ¾" x ¾" x ¾" | call for price | 12 | 30673372736887
New | FITTINGS PLASTIC | TF4760500 | TotalFit Elbow, ½" x ½" | call for price | 25 | 30673372736894
New | FITTINGS PLASTIC | TF4760750 | TotalFit Elbow, ¾" x ¾" | call for price | 15 | 30673372736900
New | FITTINGS PLASTIC | TF4761000 | TotalFit Elbow, 1" x 1" | call for price | 10 | 30673372736917
New | FITTINGS PLASTIC | TF4771010 | TotalFit Coupling, 1" x 1" | call for price | 15 | 30673372736924
New | FITTINGS PLASTIC | TF4775050 | TotalFit Coupling, ½" x ½" | call for price | 30 | 30673372736931
New | FITTINGS PLASTIC | TF4775075 | TotalFit Coupling, ½" x ¾" | call for price | 25 | 30673372736948
New | FITTINGS PLASTIC | TF4777510 | TotalFit Coupling, ¾" x 1" | call for price | 15 | 30673372736955
New | FITTINGS PLASTIC | TF4777575 | TotalFit Coupling, ¾" x ¾" | call for price | 18 | 30673372736962
New | FITTINGS PLASTIC | TF4781010 | TotalFit Repair Coupling, 1" x 1" | call for price | 9 | 30673372736979
New | FITTINGS PLASTIC | TF4785050 | TotalFit Repair Coupling, ½" x ½" | call for price | 24 | 30673372736986
New | FITTINGS PLASTIC | TF4787575 | TotalFit Repair Coupling, ¾" x ¾" | call for price | 12 | 30673372736993
New | TOOLS | TF4800500 | TotalFit Removal Tool, ½" | call for price | 40 | 30673372737006
New | TOOLS | TF4800750 | TotalFit Removal Tool, ¾" | call for price | 40 | 30673372737013
New | TOOLS | TF4801000 | TotalFit Removal Tool, 1" | call for price | 40 | 30673372737020
New | TOOLS | TF4808000 | TotalFit Deburr and Depth Tool | call for price | 6 | 30673372737037
| FITTINGS PLASTIC | WS4360750 | ProPEX EP Straight Water Meter Fitting, ¾" PEX x 1" NPSM | 18.45 | 1 | 673372536677
| FITTINGS PLASTIC | WS4360751 | ProPEX EP Elbow Water Meter Fitting, ¾" PEX x 1" NPSM | 20.6 | 1 | 673372536691
| FITTINGS PLASTIC | WS4361000 | ProPEX EP Straight Water Meter Fitting, 1" PEX x 1¼" NPSM | 21.2 | 1 | 673372536684
| FITTINGS PLASTIC | WS4361001 | ProPEX EP Elbow Water Meter Fitting, 1" PEX x 1¼" NPSM | 23.95 | 1 | 673372536707
| FITTINGS METAL | WS4820750 | ProPEX LF Brass Straight Water Meter Valve, ¾" PEX x 1" NPSM | 48 | 1 | 673372536714
| FITTINGS METAL | WS4820751 | ProPEX LF Brass Elbow Water Meter Valve, ¾" PEX x 1" NPSM | 48 | 1 | 673372536738
| FITTINGS METAL | WS4821000 | ProPEX LF Brass Straight Water Meter Valve, 1" PEX x 1¼" NPSM | 66.8 | 1 | 673372536721
| FITTINGS METAL | WS4821001 | ProPEX LF Brass Elbow Water Meter Valve, 1" PEX x 1¼" NPSM | 66.8 | 1 | 673372536745

## Uponor Replacement Parts
New | Category | Part Number | Part Description | 7.01.23 List Price (each) | Pkg. Qty. | UPC
| MOUNTING PARTS | A2620005 | Replacement Gasket for R32 Union Connections | 1.4 | 10 | 30673372134294
| MANIFOLDS METAL | A2620013 | TruFLOW Balancing Valve body, replacement part | 20.7 | 10 | 30673372167308
| MANIFOLDS METAL | A2620014 | TruFLOW Balancing Valve Plastic Cap, replacement part | 4.86 | 10 | 30673372167315
| MANIFOLDS METAL | A2620017 | TruFLOW On/Off Valve Body, replacement part | 46 | 10 | 30673372167339
| MANIFOLDS METAL | A2620018 | TruFLOW On/Off Valve Plastic Cap, replacement part | 6.3 | 10 | 30673372167346
| MANIFOLDS METAL | A2620020 | TruFLOW Manifold Ball-Valve Flat Seat Cone, replacement part | 2.28 | 10 | 30673372167360
| MANIFOLDS METAL | A2630028 | TruFLOW Manifold Actuator Adapter, replacement part | 2.7274 | 10 | 30673372134300
| MOUNTING PARTS | A2640021 | TruFLOW Jr. Manifold Mounting Bracket, single bracket replacement part | 31.9 | 10 | 30673372344471
| FITTINGS PLASTIC | A2670004 | EP Heating Manifold Isolation Valve Body, replacement part | 24.735 | 1 | 673372223676
| FITTINGS PLASTIC | A2670005 | EP Heating Manifold Flow Meter Valve Body, replacement part | 29.58 | 1 | 673372223867
| MANIFOLDS PLASTIC | A2670007 | EP Heating Manifold Valve Replacement Tool | 18.615 | 1 | 673372223690
| FITTINGS METAL | A2771020 | Stainless-steel Manifold Flow Meter 1.5 GPM Valve Body, replacement part | 30.8 | 1 | 673372405096
| FITTINGS METAL | A2771021 | Stainless-steel Manifold Flow Meter 2 GPM Valve Body, replacement part | 30.8 | 1 | 673372405102
| FITTINGS METAL | A2771030 | Stainless-steel Manifold Isolation Valve Body, replacement part | 15.95 | 1 | 673372405119
| FITTINGS METAL | A2771040 | Stainless-steel Manifold Replacement Gasket for R32 Union Connection | 14.7 | 10 | 30673372405134
New | OTHER COMPONENTS | A2791001 | Commercial Stainless-steel Manifold 1" Flat Gasket, replacement part | 1.2 | 10 | 30673372756601
New | FITTINGS METAL | A2791004 | Commercial Stainless-steel Manifold Flow Meter, 0-4 gpm | 110.25 | 10 | 30673372756472
New | FITTINGS METAL | A2791010 | Commercial Stainless-steel Manifold Loop Isolation Ball Valve | 36.2 | 10 | 30673372756687
New | OTHER COMPONENTS | A2791032 | Commercial Stainless-steel Manifold 2" Flat Gasket, replacement part | 2.1 | 10 | 30673372756618
New | OTHER COMPONENTS | A2791050 | Commercial Stainless-steel Manifold Temperature Gauge | 32.65 | 1 | 673372757324
New | OTHER COMPONENTS | A2791501 | Commercial Stainless-steel Manifold Mounting Clips, Supply | 18.56 | 1 | 673372757270
New | OTHER COMPONENTS | A2791502 | Commercial Stainless-steel Manifold Mounting Clips, Return | 19.88 | 1 | 673372757300
New | FITTINGS METAL | A2791532 | Commercial Stainless-steel Manifold Ball Valve, Supply & Return, set of 2 | 121.33 | 10 | 30673372756670
New | CONTROLS | A3801208 | Smatrix Pulse Communication Module (R-208), replacement part | 681.41 | 1 | 673372757270
New | CONTROLS | A3801265 | Smatrix Pulse Antenna (A-265), replacement part | 147.88 | 1 | 673372757300
New | CONTROLS | A3850050 | Smatrix Pulse Transformer, replacement part | 99.99 | 1 | 673372757324
| OTHER COMPONENTS | A5400012 | 1" Union Replacement Gasket | 8.7 | 3 | 30673372407077
| TOOLS | E6025001 | PEX Foam Stapler Handle, replacement part | 23.793 | 1 | 673372456074
| TOOLS | E6025002 | PEX Foam Stapler Jam Door, replacement assembly | 23.793 | 1 | 673372456081
| TOOLS | E6025003 | PEX Foam Stapler Spring, replacement part | 17.304 | 1 | 673372456272
| TOOLS | E6025004 | PEX Foam Stapler Metal Stand, replacement assembly | 32.445 | 1 | 673372456289
| TOOLS | E6025005 | PEX Foam Stapler Shear Plate, replacement part | 21.63 | 1 | 673372456296
| OTHER COMPONENTS | E6062003 | Coil Support Rod for Select Uncoiler (E6062000) | 18.9 | 1 | 673372140829
| OTHER COMPONENTS | F5830005 | ProPEX Washing Machine Box Frame | 6.35 | 12 | 30673372203662
| OTHER COMPONENTS | F5850005 | ProPEX Ice Maker Box Frame | 5.3 | 12 | 30673372203679
| FITTINGS METAL | WS5611001 | Replacement Handle for ¾" Water Meter Valves | 5.7 | 5 | 30673372699878
| FITTINGS METAL | WS5611002 | Replacement Handle for 1" Water Meter Valves | 5.7 | 5 | 30673372699885
| FITTINGS METAL | A2621250 | TruFLOW End Cap with Vent and Drain | 61.7 | 1 | 673372134170
| FITTINGS METAL | A2641000 | TruFLOW Jr. Manifold End Cap with Vent, 1" BSP | 37.6 | 1 | 673372171380
| CONTROLS | A3040079 | Floor Sensor, replacement part | 112 | 1 | 673372129053
| OTHER COMPONENTS | LFC5611013 | Replacement Handle for 1" and 1¼"" Commercial Ball Valves | 6.4 | 5 | 30673372756281
| OTHER COMPONENTS | LFC5611520 | Replacement Handle for 1½" and 2" Commercial Ball Valves | 11.2 | 5 | 30673372756298
| OTHER COMPONENTS | LFC5615075 | Replacement Handle for ½" and ¾" Commercial Ball Valves | 3.85 | 5 | 30673372756274

## Uponor Phaseout Parts 2023
Please contact Uponor Customer Service at 888.994.7726 for availability and pricing.
Category | Part Number | Part Description | List Price (each) | Pkg. Qty. | UPC
FITTINGS METAL | 505854 | Male Threaded Adapter, 63mm Pipe x 2" NPT | 119 | 1 | 673372131469
FTGS & ACCS | 1018326 | Ecoflex Connection Vault, 6 outlet | Call for Price | 1 | 673372236263
FTGS & ACCS | 1018327 | Ecoflex Connection Vault, 8 outlet | 3477.3 | 1 | 673372236270
FTGS & ACCS | 1018380 | Vault Shrink Sleeve for 6.9" Jacket | 150 | 1 | 673372236423
FITTINGS METAL | 5550020 | WIPEX Fitting 2" PEX x 2" NPT | 156 | 1 | 673372229678
FITTINGS METAL | 5550025 | WIPEX Fitting 2½" x 2" NPT | 107 | 1 | 673372229517
FITTINGS METAL | 5550030 | WIPEX Fitting 3" x 2½" NPT | 175 | 1 | 673372229524
PEX A | A1142500 | 2½" Wirsbo hePEX, 100-ft. coil | 1907.4 | 1 | 673372504676
PEX A | A1143000 | 3" Wirsbo hePEX, 100-ft. coil | 2590.8 | 1 | 673372504683
PEX A | A1144000 | 4" Wirsbo hePEX, 100-ft. coil | 4345.2 | 1 | 673372257084
PEX A | A1252500 | 2½" Wirsbo hePEX, 300-ft. coil | 5691.6 | 1 | 673372256872
PEX A | A1253000 | 3" Wirsbo hePEX, 300-ft. coil | 7752 | 1 | 673372256889
FITTINGS METAL | A2603588 | EP Heating Manifold Wall Cabinet Bracket Kit, set of 2 | 51 | 1 | 673372260688
MANIFOLD METAL | A2610100 | TruFLOW Classic Manifold Extension Kit, 2 loops | 451 | 1 | 673372147880
FTGS & ACCS | A2610120 | Temperature Gauge with Well, replacement part | 33.7 | 10 | 30673372134201
MANIFOLDS METAL | A2610200 | TruFLOW Classic Assembly, B&I, 2-loop | 423 | 1 | 673372133944
MANIFOLDS METAL | A2610300 | TruFLOW Classic Assembly, B&I, 3-loop | 540 | 1 | 673372133951
MANIFOLDS METAL | A2610400 | TruFLOW Classic Assembly, B&I, 4-loop | 640 | 1 | 673372133968
MANIFOLDS METAL | A2610500 | TruFLOW Classic Assembly, B&I, 5-loop | 765 | 1 | 673372133975
MANIFOLDS METAL | A2610600 | TruFLOW Classic Assembly, B&I, 6-loop | 870 | 1 | 673372133982
MANIFOLDS METAL | A2610700 | TruFLOW Classic Assembly, B&I, 7-loop | 975 | 1 | 673372133999
MANIFOLDS METAL | A2610800 | TruFLOW Classic Assembly, B&I, 8-loop | 1130 | 1 | 673372134002
MANIFOLDS METAL | A2611000 | TruFLOW Classic Assembly, B&I, 10-loop | 1380 | 1 | 673372134019
MANIFOLDS METAL | A2611200 | TruFLOW Classic Assembly, B&I, 12-loop | 1590 | 1 | 673372134026
FTGS & ACCS | A2620008 | Replacement O-ring for 1¼" BSP Connections | 0.64 | 10 | 30673372147195
FTGS & ACCS | A2620009 | Replacement O-ring for TruFLOW Flow/Temperature Meter | 0.64 | 10 | 30673372147188
FITTINGS METAL | A2620045 | TruFLOW Classic Manifold Offset Union, R32 Union x 1¼" BSP | 34.1 | 10 | 30673372150140
FITTINGS METAL | A2620050 | TruFLOW Automatic Air Vent with Check Valve, replacement part | 13.2 | 10 | 30673372134218
FTGS & ACCS | A2640004 | Replacement O-ring for 1" BSP Manifold Connections | 0.69 | 10 | 30673372172043
FITTINGS METAL | A2640011 | TruFLOW Jr. Internal Valve Seat Loop Nipple, R20, replacement part | 3.77 | 10 | 30673372172050
FITTINGS METAL | A2640018 | TruFLOW Jr. Loop Nipple for valveless manifold, replacement part | 9.6 | 10 | 30673372172067
MANIFOLDS METAL | A2660200 | TruFLOW Jr. Assembly, Balancing Valves and Valveless, 2-loop | 296 | 1 | 673372182041
MANIFOLDS METAL | A2660201 | TruFLOW Jr. Assembly, B&I, 2-loop | 378 | 1 | 673372182058
MANIFOLDS METAL | A2660300 | TruFLOW Jr. Assembly, Balancing Valves and Valveless, 3-loop | 360 | 1 | 673372182065
MANIFOLDS METAL | A2660301 | TruFLOW Jr. Assembly, B&I, 3-loop | 464 | 1 | 673372182072
MANIFOLDS METAL | A2660400 | TruFLOW Jr. Assembly, Balancing Valves and Valveless, 4-loop | 427 | 1 | 673372182089
MANIFOLDS METAL | A2660401 | TruFLOW Jr. Assembly, B&I, 4-loop | 555 | 1 | 673372182096
MANIFOLDS METAL | A2660500 | TruFLOW Jr. Assembly, Balancing Valves and Valveless, 5-loop | 560 | 1 | 673372182102
MANIFOLDS METAL | A2660501 | TruFLOW Jr. Assembly, B&I, 5-loop | 705 | 1 | 673372182119
MANIFOLDS METAL | A2660600 | TruFLOW Jr. Assembly, Balancing Valves and Valveless, 6-loop | 630 | 1 | 673372182126
MANIFOLDS METAL | A2660601 | TruFLOW Jr. Assembly, B&I, 6-loop | 790 | 1 | 673372182133
MANIFOLDS METAL | A2660700 | TruFLOW Jr. Assembly, Balancing Valves and Valveless, 7-loop | 710 | 1 | 673372182140
MANIFOLDS METAL | A2660701 | TruFLOW Jr. Assembly, B&I, 7-loop | 870 | 1 | 673372182157
MANIFOLDS METAL | A2660800 | TruFLOW Jr. Assembly, Balancing Valves and Valveless, 8-loop | 750 | 1 | 673372182164
MANIFOLDS METAL | A2660801 | TruFLOW Jr. Assembly, B&I, 8-loop | 990 | 1 | 673372182171
FITTINGS METAL | A2661032 | TruFLOW Jr. Compact Manifold Male Union, Straight 1" BSP x R32 Male | 11.65 | 10 | 30673372182219
MANIFOLDS METAL | A2663202 | TruFLOW Jr. Valveless, 2-loop | 92.7 | 1 | 673372182225
MANIFOLDS METAL | A2663203 | TruFLOW Jr. Valveless, 3-loop | 117 | 1 | 673372182232
MANIFOLDS METAL | A2663204 | TruFLOW Jr. Valveless, 4-loop | 126 | 1 | 673372182249
MANIFOLDS METAL | A2663212 | TruFLOW Jr. Manifold Balancing Valves, 2-loop | 135 | 1 | 673372182256
MANIFOLDS METAL | A2663213 | TruFLOW Jr. Manifold Balancing Valves, 3-loop | 165 | 1 | 673372182263
MANIFOLDS METAL | A2663214 | TruFLOW Jr. Manifold Balancing Valves, 4-loop | 196 | 1 | 673372182270
MANIFOLDS METAL | A2663222 | TruFLOW Jr. Isolation Valves, 2-loop | 153 | 1 | 673372182287
MANIFOLDS METAL | A2663223 | TruFLOW Jr. Isolation Valves, 3-loop | 199 | 1 | 673372182294
MANIFOLDS METAL | A2663224 | TruFLOW Jr. Isolation Valves, 4-loop | 247 | 1 | 673372182300
FTGS & ACCS | A2670008 | EP Heating Manifold Replacement O-ring 28.5 x 3mm EPDM | 1.76 | 10 | 30673372223707
FITTINGS PLASTIC | A2670032 | EP Heating Manifold Connection Piece, set of 2 | 157 | 1 | 673372223713
MANIFOLDS PLASTIC | A2670132 | EP Heating Manifold Temperature Gauge, set of 2 | 38.658 | 1 | 673372223737
FITTINGS PLASTIC | A2671250 | EP Heating Manifold End Cap with Vent and Drain, set of 2 | 54.8 | 1 | 673372223812
FTGS & ACCS | A2771010 | Mounting Bracket for Stainless-steel Manifold, 1", replacement part, set of 2 | 20.65 | 1 | 673372405072
FTGS & ACCS | A2771011 | Mounting Bracket for Stainless-steel Manifold, 1¼", replacement part, set of 2 | 20.65 | 1 | 673372405089
FITTINGS METAL | A2771070 | Stainless-steel Manifold Installation Kit | 6.35 | 1 | 673372405287
FTGS & ACCS | A3030010 | Replacement Fuse (4 amps), 4/pkg. | 18.25 | 1 | 673372153232
OTHER COMPONENTS | A3040012 | Cover Plate for SetPoint 521 Programmable Thermostat | 54.8 | 1 | 673372512336
CONTROLS | A3040075 | ¾" Three-way Mixing Valve, (CV=4.5) | 920 | 1 | 673372332279
CONTROLS | A3040100 | 1" Three-way Mixing Valve, (CV=4.5) | 995 | 1 | 673372332477
CONTROLS | A3041501 | SetPoint 501s, Single-stage SetPoint Controller with floor sensor | 354.65 | 1 | 673372132268
FITTINGS METAL | A3201010 | ProPEX Brass Ball Valve 1" PEX x 1" PEX | 24.55 | 1 | 673372483490
FITTINGS METAL | A3201313 | ProPEX Brass Ball Valve 1¼" PEX x 1¼" PEX | 30.3 | 1 | 673372483506
FITTINGS METAL | A3201515 | ProPEX Brass Ball Valve 1½" PEX x 1½" PEX | 39.6 | 1 | 673372483513
FITTINGS METAL | A3202020 | ProPEX Brass Ball Valve 2" PEX x 2" PEX | 75 | 1 | 673372483520
FITTINGS METAL | A3205050 | ProPEX Brass Ball Valve ½" PEX x ½" PEX | 9.03 | 10 | 30673372483477
FITTINGS METAL | A3207575 | ProPEX Brass Ball Valve ¾" PEX x ¾" PEX | 13.2 | 10 | 30673372483484
FTGS & ACCS | A4021000 | Replacement O-ring for insert (R25) | 0.52 | 10 | 30673372118256
FTGS & ACCS | A4021116 | Replacement O-ring for insert (R20) | 0.37 | 10 | 30673372118263
FITTINGS METAL | A4143220 | Threaded Brass Manifold Straight Adapter, R32 Male x R20 Male | 32.6 | 10 | 30673372128736
FITTINGS METAL | A4160313 | 5/16" QS-style Compression Ring, spare part | 4.12 | 10 | 30673372118294
FITTINGS METAL | A4160375 | ⅜" QS-style Compression Ring, spare part | 3.92 | 10 | 30673372118300
FITTINGS METAL | A4160625 | ⅝" QS-style Compression Ring, spare part | 3.92 | 10 | 30673372118324
FITTINGS METAL | A4160750 | ¾" QS-style Compression Ring, spare part | 5 | 10 | 30673372118331
FITTINGS METAL | A4322525 | QS-style Coupling Nipple, R25 x R25 (for ¾" and ⅝" tubing only) | 19.9 | 10 | 30673372116771
FITTINGS METAL | A4322575 | QS-style Conversion Nipple, R25 x ¾" NPT (for ¾" tubing only) | 13.9 | 10 | 30673372116788
FITTINGS METAL | A4342075 | QS-style Copper Fitting Adapter, R20 x ¾" Copper | 9.1 | 10 | 30673372116832
FITTINGS METAL | A4342575 | QS-style Copper Fitting Adapter, R25 X ¾" Copper (for ¾" and ⅝" tubing only) | 25.7 | 10 | 30673372128675
FITTINGS METAL | A5802075 | Ball Valve, R20 Thread x ¾" Copper Adapter | 41.1 | 10 | 30673372145511
PEX A | A6141250 | 1¼" Pre-insulated Wirsbo hePEX with ½" insulation, 100-ft. coil | 1140 | 1 | 673372484480
PEX A | A6160500 | ½" Pre-insulated Wirsbo hePEX with 1½" insulation, 100-ft. coil | 975 | 1 | 673372507547
PEX A | A6162000 | 2" Pre-insulated Wirsbo hePEX with 1½" insulation, 75-ft. coil | 2121.6 | 1 | 673372507530
PEX A | A6171500 | 1½" Pre-insulated Wirsbo hePEX with 2" insulation, 50-ft. coil | 1300 | 1 | 673372508117
TOOLS | E6050005 | Quik Drive Bits (set of 3 square drive bits) | 33.8 | 1 | 673372124645
TOOLS | E6062001 | Tire for Select Uncoiler (E6062000) | 78.8 | 1 | 673372140805
TOOLS | E6081140 | Tube Cutter Replacement Blade for E6081125, spare part | 20.6 | 1 | 673372118538
TOOLS | E6081143 | Tube Cutter Replacement Blade for E6081128, spare part | 29.5 | 1 | 673372133609
TOOLS | E6083001 | Tube Cutter Replacement Blade for E6083000, spare part | 348 | 1 | 673372513302
TOOLS | E6084000 | Swing-style PEX Pipe Cutter, up to 4" | 545 | 1 | 673372513289
TOOLS | E6084001 | Tube Cutter Replacement Blade for E6084000, spare part | 76.1 | 1 | 673372513319
TOOLS | E6111188 | 1 3/16" Service Wrench | 91.4 | 1 | 673372116992
PEX A | F1911506 | 1½" Uponor AquaPEX Purple Reclaimed Water, 10-ft. straight length, 50 ft. (5 per bundle) | 415 | 1 | 673372516907
PEX A | F1912006 | 2" Uponor AquaPEX Purple Reclaimed Water, 10-ft. straight length, 50 ft. (5 per bundle) | 900 | 1 | 673372517096
MANIFOLDS METAL | F2751050 | 1" Copper Valveless Manifold, 3 outlets, ½" sweat, 1½" on center | 68.8 | 1 | 673372117364
MANIFOLDS METAL | F2761050 | 1" Copper Valveless Manifold, 4 outlets, ½" sweat, 1½" on center | 74.5 | 1 | 673372117388
MANIFOLDS METAL | F2811225 | 2" x 4' Copper Valved Manifold with R25 Threaded Ball Valves, 12 outlets | 1270 | 1 | 673372133814
OTHER COMPONENTS | F4350500 | ½" Protective Tubing Cap | 0.78 | 50 | 30673372236066
OTHER COMPONENTS | F4350625 | ⅝" Protective Tubing Cap | 0.67 | 50 | 30673372236073
OTHER COMPONENTS | F4350750 | ¾" Protective Tubing Cap | 1.34 | 50 | 30673372236080
OTHER COMPONENTS | F4351000 | 1" Protective Tubing Cap | 1.45 | 50 | 30673372236097
FITTINGS METAL | F4440500 | ½" Compression Ring (brass) | 1.67 | 10 | 30673372124745
OTHER COMPONENTS | F5630001 | 2⅜" Stem Extension Kit for ½" and ¾" Valves | 13.7 | 1 | 673372439671
FITTINGS METAL | F5630002 | 2⅝" Stem Extension Kit for 1" and 1¼" Valves | 14.9 | 1 | 673372439879
FITTINGS METAL | F5630003 | 2⅝" Stem Extension Kit for 1½" and 2" Valves | 26.85 | 1 | 673372439886
PEX A | F6041250 | 1¼" Pre-insulated Uponor AquaPEX with ½" insulation, 100-ft. coil | 1070 | 1 | 673372260879
PEX A | F6162000 | 2" Pre-insulated Uponor AquaPEX with 1½" insulation, 75-ft. coil | 1800 | 1 | 673372507479
MOUNTING PARTS | F7043500 | 3½" PEX-a Pipe Support, 9-ft. length | 55.8 | 5 | 30673372461871
MANIFOLDS METAL | LF2512450 | 1" x 6' Copper Manifold with 24 LF Brass outlets, ½" ProPEX, 3" on center | 780 | 1 | 673372246774
FITTINGS METAL | LF2962525 | ProPEX LF Copper Straight Stub, 2½" PEX LF Brass x 2½" Copper | 535 | 1 | 673372454940
FITTINGS METAL | LF2963030 | ProPEX LF Copper Straight Stub, 3" PEX LF Brass x 3" Copper | 850 | 1 | 673372454957
FITTINGS METAL | LF4541010 | ProPEX LF Brass Coupling, 1" PEX x 1" PEX | 20.55 | 10 | 30673372244078
FITTINGS METAL | LF4817575 | ProPEX LF Brass Ball Valve, ¾" PEX x ¾" PEX | 28.9 | 10 | 30673372232587
FITTINGS METAL | LF4817580 | ProPEX LF Brass Stop and Drain Ball Valve, (0.44" bore) ¾" PEX | 58 | 10 | 30673372342477
FITTINGS METAL | LF73001WH | LF Recessed Pendent Sprinkler, 175F, 3.0 K-factor, White | 78.9 | 5 | 30673372285682
FITTINGS METAL | LFC4821313 | ProPEX LF Brass Commercial Ball Valve (full port), 1¼" PEX x 1¼" PEX | 44.15 | 1 | 673372439077
FITTINGS METAL | LFC4822020 | ProPEX LF Brass Commercial Ball Valve (full port), 2" PEX x 2" PEX | 118 | 1 | 673372439473
FITTINGS METAL | LFV2962025 | ProPEX LF Groove Fitting Adapter, 2" PEX LF Brass x 2½" CTS Groove | 102 | 1 | 673372536288
FITTINGS METAL | LFV2972025 | ProPEX LF Groove Fitting Adapter, 2" PEX LF Brass x 2½" IPS Groove | 102 | 1 | 673372552486
FITTINGS METAL | LFV2972520 | ProPEX LF Groove Fitting Adapter, 2½" PEX LF Brass x 2" IPS Groove | 142 | 1 | 673372552493
FITTINGS METAL | LFV2973025 | ProPEX LF Groove Fitting Adapter, 3" PEX LF Brass x 2½" IPS Groove | 195 | 1 | 673372552523
MANIFOLDS PLASTIC | Q2077550 | ¾" EP Branch Multi-port Elbow, 7 (½") outlets with mounting clips | 65.5 | 1 | 673372201445
MANIFOLDS PLASTIC | Q2387550 | ¾" EP Branch Opposing-port Multi-port Tee, 8 (½") outlets | 50 | 10 | 30673372202658
MANIFOLDS METAL | Q2821263 | 2" x 4' Copper Valved Manifold with ⅝" ProPEX Ball and Balancing Valves, 12 outlets | 2110 | 1 | 673372133753
FITTINGS METAL | Q2831263 | 2" x 4' Copper Valveless Manifold with ⅝" ProPEX, 12 outlets | 885 | 1 | 673372158985
FITTINGS METAL | Q4030625 | ⅝" ProPEX Fitting Assembly, R25 thread | 19.3 | 10 | 30673372168084
FITTINGS METAL | Q4030750 | ¾" ProPEX Fitting Assembly, R25 Thread | 28.2 | 10 | 30673372141124
FITTINGS METAL | Q4153213 | ProPEX Manifold Elbow Adapter, R32 x 1¼" ProPEX | 62.4 | 10 | 30673372309272
TOOLS | Q7500430 | Sprinkler Wrench, LF Flat Concealed Horizontal Sidewall | 207 | 1 | 673372286879
OTHER COMPONENTS | Q7503000 | Sprinkler Cabinet without Sprinklers | 99.1 | 1 | 673372122030
FITTINGS PLASTIC | SWP4360750 | ProPEX EP Straight Smart Water Meter Adapter, ¾" PEX x 1" NPSM | 7.15 | 1 | 673372611275
FITTINGS PLASTIC | SWP4360751 | ProPEX EP Elbow Smart Water Meter Adapter, ¾" PEX x 1" NPSM | 7.95 | 1 | 673372611282
FITTINGS METAL | SWP4521010 | LF Brass Straight Water Meter by Male Threaded Adapter, 1" NPSM x 1" NPT | 18.9 | 1 | 673372611077
FITTINGS METAL | SWP4521075 | LF Brass Straight Water Meter by Male Threaded Adapter, 1" NPSM x ¾" NPT | 10.5 | 1 | 673372611084